## Operable
2022 Form EIA-860 Data - Schedule 3, 'Solar Technology Data' (Operable Units Only)
Utility ID | Utility Name | Plant Code | Plant Name | State | County | Generator ID | Status | Technology | Prime Mover | Sector Name | Sector | Nameplate Capacity (MW) | Summer Capacity (MW) | Winter Capacity (MW) | Operating Month | Operating Year | Lenses / Mirrors? | Single-Axis Tracking? | Dual-Axis Tracking? | Fixed Tilt? | East West Fixed Tilt? | Parabolic Trough? | Linear Fresnel? | Power Tower? | Dish Engine? | Other Solar Technology? | Azimuth Angle | Tilt Angle | DC Net Capacity (MW) | Crystalline Silicon? | Thin-Film (CdTe)? | Thin-Film (A-Si)? | Thin-Film (CIGS)? | Thin-Film (Other)? | Other Materials? | Net Metering Agreement? | Net Metering DC Capacity (MW) | Virtual Net Metering Agreement? | Virtual Net Metering DC Capacity (MW)
16572 | Salt River Project | 141 | Agua Fria | AZ | Maricopa | PV-3 | OS | Solar Photovoltaic | PV | Electric Utility | 1 | 0.2 | 0.2 | 0.2 | 6 | 2001 |  | Y | [8 empty] | 180 | 33.4 | 0.1 | Y | [5 empty] | N |  | N
18454 | Tampa Electric Co | 645 | Big Bend | FL | Hillsborough | 1 | OP | Solar Photovoltaic | PV | Electric Utility | 1 | 19.8 | 19.8 | 19.8 | 2 | 2017 |  | Y |  |  |  | N |  |  |  |  | 180 |  | 23 |  | Y |  |  |  |  | N |  | N
7095 | City of Geneseo - (IL) | 944 | Geneseo | IL | Henry | 12 | OP | Solar Photovoltaic | PV | Electric Utility | 1 | 1.2 | 0.9 | 0.9 | 8 | 2015 |  | N |  | Y | [6 empty] | 180 | 30 | 1.2 | Y | [5 empty] | N |  | N
16179 | Rochelle Municipal Utilities | 960 | North Ninth Street | IL | Ogle | SOL1 | OP | Solar Photovoltaic | PV | Electric Utility | 1 | 0.3 | 0.3 | 0.3 | 11 | 2014 |  | N |  | Y | [6 empty] | 180 | 25 | 0.3 | Y | [5 empty] | Y | 0.3 | N
6235 | Fayetteville Public Works Commission | 1016 | Butler-Warner Generation Plant | NC | Cumberland | 10 | OP | Solar Photovoltaic | PV | Electric Utility | 1 | 1 | 1 | 1 | 6 | 2019 |  |  |  | Y | [6 empty] | 180 | 25 | 1 | Y | [5 empty] | N |  | N
14201 | City of Osage - (IA) | 1172 | Osage (IA) | IA | Mitchell | SO | OP | Solar Photovoltaic | PV | Electric Utility | 1 | 0.8 | 0.8 | 0.1 | 11 | 2016 |  |  |  | Y | [6 empty] | 35 | 35 | 0.9 | Y | [5 empty] | N |  | N
10171 | Kentucky Utilities Co | 1355 | E W Brown | KY | Mercer | SOLAR | OP | Solar Photovoltaic | PV | Electric Utility | 1 | 13 | 10 | 10 | 5 | 2016 |  |  |  | Y | [6 empty] | 180 | 16 | 14.1 | Y | [5 empty] | N |  | N
6779 | City of Fremont - (NE) | 2240 | Lon Wright | NE | Dodge | SLR1 | OP | Solar Photovoltaic | PV | Electric Utility | 1 | 1.3 | 1.3 | 1.3 | 3 | 2018 |  | Y |  | N | [6 empty] | 180 |  | 1.5 | Y | [5 empty] | N |  | N
6779 | City of Fremont - (NE) | 2240 | Lon Wright | NE | Dodge | SLR2 | OP | Solar Photovoltaic | PV | Electric Utility | 1 | 1 | 1 | 1 | 9 | 2018 |  | Y |  | N | [6 empty] | 180 |  | 1.2 | Y | [5 empty] | N |  | N
61919 | Kimura Power LLC | 2854 | Yankee Street | OH | Montgomery | YS1 | OP | Solar Photovoltaic | PV | IPP Non-CHP | 2 | 1.1 | 1.1 | 1.1 | 3 | 2010 |  |  |  | Y | [6 empty] | 180 | 25 | 2.5 | Y |  | Y |  |  |  | N |  | N
14063 | Oklahoma Gas & Electric Co | 2953 | Mustang | OK | Canadian | SLR1 | OP | Solar Photovoltaic | PV | Electric Utility | 1 | 2.5 | 2.5 | 2.5 | 8 | 2015 |  | Y |  | Y | [6 empty] | 180 | 25 | 3 | Y | [5 empty] | N |  | N
56211 | Evergy Missouri West | 6074 | Greenwood (MO) | MO | Jackson | 5 | OP | Solar Photovoltaic | PV | Electric Utility | 1 | 3 | 3 | 3 | 6 | 2016 |  |  |  | Y | [6 empty] | 185 | 15 | 3.6 | Y | [5 empty] | N |  | N
11806 | Massachusetts Mun Wholes Electric Co | 6081 | Stony Brook | MA | Hampden | 5051S | OP | Solar Photovoltaic | PV | Electric Utility | 1 | 6.9 | 6.9 | 6.9 | 6 | 2018 |  |  |  | Y | [6 empty] | 166 | 20 | 10.4 |  | Y |  |  |  |  | N |  | N
10451 | Kotzebue Electric Assn Inc | 6304 | Kotzebue Hybrid | AK | NORTHWEST ARCTIC | PV1 | OP | Solar Photovoltaic | PV | Electric Utility | 1 | 0.1 | 0.1 | 0.1 | 7 | 2020 |  |  |  | Y | [6 empty] | 180 | 45 | 0.2 | Y | [5 empty] | N |  | N
10451 | Kotzebue Electric Assn Inc | 6304 | Kotzebue Hybrid | AK | NORTHWEST ARCTIC | PV2 | OP | Solar Photovoltaic | PV | Electric Utility | 1 | 0.1 | 0.1 | 0.1 | 7 | 2020 |  |  |  | Y | [6 empty] | 180 | 45 | 0.2 | Y | [5 empty] | N |  | N
10451 | Kotzebue Electric Assn Inc | 6304 | Kotzebue Hybrid | AK | NORTHWEST ARCTIC | PV3 | OP | Solar Photovoltaic | PV | Electric Utility | 1 | 0.1 | 0.1 | 0.1 | 7 | 2020 |  |  |  | Y | [6 empty] | 180 | 45 | 0.2 | Y | [5 empty] | N |  | N
10451 | Kotzebue Electric Assn Inc | 6304 | Kotzebue Hybrid | AK | NORTHWEST ARCTIC | PV4 | OP | Solar Photovoltaic | PV | Electric Utility | 1 | 0.1 | 0.1 | 0.1 | 7 | 2020 |  |  |  | Y | [6 empty] | 180 | 45 | 0.2 | Y | [5 empty] | N |  | N
10451 | Kotzebue Electric Assn Inc | 6304 | Kotzebue Hybrid | AK | NORTHWEST ARCTIC | PV5 | OP | Solar Photovoltaic | PV | Electric Utility | 1 | 0.1 | 0.1 | 0.1 | 7 | 2020 |  |  |  | Y | [6 empty] | 180 | 45 | 0.2 | Y | [5 empty] | N |  | N
10451 | Kotzebue Electric Assn Inc | 6304 | Kotzebue Hybrid | AK | NORTHWEST ARCTIC | PV6 | OP | Solar Photovoltaic | PV | Electric Utility | 1 | 0.1 | 0.1 | 0.1 | 7 | 2020 |  |  |  | Y | [6 empty] | 180 | 45 | 0.2 | Y |  |  | Y |  |  | N |  | N
10451 | Kotzebue Electric Assn Inc | 6304 | Kotzebue Hybrid | AK | NORTHWEST ARCTIC | PV7 | OP | Solar Photovoltaic | PV | Electric Utility | 1 | 0.1 | 0.1 | 0.1 | 7 | 2020 |  |  |  | Y | [6 empty] | 180 | 45 | 0.2 | Y | [5 empty] | N |  | N
10451 | Kotzebue Electric Assn Inc | 6304 | Kotzebue Hybrid | AK | NORTHWEST ARCTIC | PV8 | OP | Solar Photovoltaic | PV | Electric Utility | 1 | 0.1 | 0.1 | 0.1 | 7 | 2020 |  |  |  | Y | [6 empty] | 180 | 45 | 0.2 | Y | [5 empty] | N |  | N
24211 | Tucson Electric Power Co | 8223 | Springerville | AZ | Apache | SGSS | OP | Solar Photovoltaic | PV | Electric Utility | 1 | 3.7 | 3.7 | 3.7 | 5 | 2001 |  |  |  | Y | [6 empty] | 180 | 25 | 4.6 | Y | Y |  |  |  |  | N |  | N
24211 | Tucson Electric Power Co | 8223 | Springerville | AZ | Apache | SGSS1 | OP | Solar Photovoltaic | PV | Electric Utility | 1 | 1.4 | 1.4 | 1.4 | 12 | 2010 |  |  |  | Y | [6 empty] | 180 | 25 | 1.8 | Y | [5 empty] | N |  | N
24211 | Tucson Electric Power Co | 8223 | Springerville | AZ | Apache | WMS | OP | Solar Photovoltaic | PV | Electric Utility | 1 | 8.3 | 8.3 | 8.3 | 12 | 2014 | N | Y |  | N | [6 empty] | 180 | 25 | 10 | Y | [5 empty] | N |  | N
7049 | General Electric Aircraft Engines | 10029 | General Electric Aircraft Engines | MA | Essex | PV | OP | Solar Photovoltaic | PV | Industrial Non-CHP | 6 | 2.1 | 2.1 | 2.1 | 5 | 2017 |  |  |  | Y | [6 empty] | 180 | 25 | 2.1 | Y | [5 empty] | N |  | N
12311 | Merck & Co Inc | 10224 | Merck Rahway Power Plant | NJ | Union | SOLAR | OP | Solar Photovoltaic | PV | Industrial CHP | 7 | 0.5 | 0.4 | 0.4 | 12 | 2005 |  |  |  | Y | [6 empty] | 229 | 5 | 0.5 | Y | [5 empty] | N |  | N
49846 | Covanta Honolulu Resource Recovery | 10334 | H Power | HI | Honolulu | PV1 | OP | Solar Photovoltaic | PV | Commercial Non-CHP | 4 | 2.9 | 3.6 | 3.3 | 6 | 2020 |  |  | Y | N | Y | [7 empty] | 3.6 |  |  |  | Y |  |  | N |  | N
60246 | Sunray Energy 2, LLC | 10437 | Sunray 2 | CA | San Bernardino | SUN2 | OP | Solar Photovoltaic | PV | IPP Non-CHP | 2 | 20 | 20 | 18.5 | 6 | 2017 |  | Y | [8 empty] | 180 |  | 26.9 | Y | [5 empty] | N |  | N
60247 | Sunray Energy 3 LLC | 10438 | Sunray 3 | CA | San Bernardino | SUN3 | OP | Solar Photovoltaic | PV | IPP Non-CHP | 2 | 13.8 | 13.8 | 13 | 6 | 2017 |  | Y | [8 empty] | 180 |  | 17.2 | Y | [5 empty] | N |  | N
61950 | Terra-Gen Operating Co-Solar | 10446 | SEGS IX | CA | San Bernardino | GEN1 | OP | Solar Thermal without Energy Storage | ST | IPP Non-CHP | 2 | 92 | 88 | 64 | 9 | 1990 | Y | Y |  |  |  | Y | [13 empty] | X |  | X
11427 | Massachusetts Wtr Rauth-Deer I | 10823 | Deer Island Treatment Plant | MA | Suffolk | PV101 | OP | Solar Photovoltaic | PV | Commercial CHP | 5 | 0.1 | 0.1 | 0.1 | 5 | 2008 |  | N |  | Y | [6 empty] | 180 | 15 | 0.7 | Y | [5 empty] | N |  | N
16625 | San Diego State University | 50061 | San Diego State University | CA | San Diego | GEN5 | OP | Solar Photovoltaic | PV | Commercial CHP | 5 | 0.1 | 0.1 | 0.1 | 9 | 2009 |  |  |  | Y | [6 empty] | 185 | 35 | 0.1 | Y | [5 empty] | Y | 0.1 | N
16625 | San Diego State University | 50061 | San Diego State University | CA | San Diego | GEN6 | OP | Solar Photovoltaic | PV | Commercial CHP | 5 | 0.3 | 0.3 | 0.2 | 10 | 2011 |  |  |  | Y | [6 empty] | 265 | 5 | 0.4 | Y | [5 empty] | Y | 0.4 | N
16625 | San Diego State University | 50061 | San Diego State University | CA | San Diego | GEN7 | OP | Solar Photovoltaic | PV | Commercial CHP | 5 | 0.3 | 0.3 | 0.2 | 4 | 2012 |  |  |  | Y | [6 empty] | 180 | 15 | 0.3 | Y | [5 empty] | Y | 0.3 | N
16625 | San Diego State University | 50061 | San Diego State University | CA | San Diego | GEN8 | OP | Solar Photovoltaic | PV | Commercial CHP | 5 | 0.1 | 0.1 | 0.1 | 3 | 2014 |  |  |  | Y | [5 empty] | N | 180 | 10 | 0.1 | Y | [5 empty] | Y | 0.1 | N
34691 | Ormat Nevada Inc | 50654 | Steamboat Hills LP | NV | Washoe | SBSOL | OP | Solar Photovoltaic | PV | IPP Non-CHP | 2 | 2 | 2 | 1 | 7 | 2022 |  | Y | [8 empty] | 0 | 62.3 | 2.6 | Y |  |  |  |  | N | N |  | N
50131 | Enel Stillwater LLC | 50765 | Stillwater Facility | NV | Churchill | 1 | OP | Solar Photovoltaic | PV | IPP Non-CHP | 2 | 22 | 21.8 | 21.8 | 4 | 2012 |  |  |  | Y | [6 empty] | 180 | 16.2 | 26.2 | Y | [5 empty] | N |  | N
13943 | Ocean County Utilities Auth | 54569 | Bayville Central Facility | NJ | Ocean | CPV1 | OP | Solar Photovoltaic | PV | Commercial CHP | 5 | 0.2 | 0.2 | 0.1 | 5 | 2007 |  |  |  | Y | [6 empty] | 90 | 10 | 0.2 | Y | [5 empty] | N |  | N
803 | Arizona Public Service Co | 56228 | Prescott Airport | AZ | Yavapai | PV1 | OP | Solar Photovoltaic | PV | Electric Utility | 1 | 3 | 3 | 3 | 10 | 2002 |  | Y | [8 empty] | 30 | 30 | 3.4 | Y | [5 empty] | N |  | N
15500 | Puget Sound Energy Inc | 56322 | Wild Horse | WA | Kittitas | WHS1 | OP | Solar Photovoltaic | PV | Electric Utility | 1 | 0.5 | 0.5 | 0.5 | 10 | 2007 |  |  |  | Y | [6 empty] | 180 | 37 | 0.5 | Y | [5 empty] | N |  | N
55744 | Acciona Solar Power | 56405 | Nevada Solar One | NV | Clark | ONE | OP | Solar Thermal without Energy Storage | ST | IPP Non-CHP | 2 | 75.7 | 68.5 | 40 | 6 | 2007 |  | Y |  |  |  | Y | [13 empty] | X |  | X
54902 | SunE Alamosa1 LLC | 56481 | SunE Alamosa | CO | Alamosa | 1 | OP | Solar Photovoltaic | PV | IPP Non-CHP | 2 | 1 | 1 | 1 | 12 | 2007 |  | Y | [8 empty] | 180 | 20 | 1 | Y | [5 empty] | Y | 1 | N
54902 | SunE Alamosa1 LLC | 56481 | SunE Alamosa | CO | Alamosa | 2 | OP | Solar Photovoltaic | PV | IPP Non-CHP | 2 | 7.2 | 6.7 | 6.7 | 12 | 2007 |  | Y | [8 empty] | 180 | 20 | 8.2 | Y | [5 empty] | Y | 7.2 | N
55710 | Nevada Gold Mines | 56500 | Western 102 Power Plant | NV | Storey | PV1 | OP | Solar Photovoltaic | PV | Industrial Non-CHP | 6 | 1 | 1 | 1 | 12 | 2007 |  |  |  | Y | [6 empty] | 180 | 21 | 1.3 | Y | [5 empty] | N |  | N
34691 | Ormat Nevada Inc | 56540 | Galena 2 Geothermal Power Plant | NV | Washoe | GLSOL | OP | Solar Photovoltaic | PV | IPP Non-CHP | 2 | 3 | 3 | 1.5 | 7 | 2022 |  | Y | [8 empty] | 0 | 62.3 | 3.9 | Y |  |  |  |  | N | N |  | N
56203 | Solar Star NAFB LLC | 56568 | Nellis Air Force Base Solar Array | NV | Clark | NS1 | OP | Solar Photovoltaic | PV | Commercial Non-CHP | 4 | 4.6 | 4.6 | 4.6 | 10 | 2007 |  | Y | [8 empty] | 0 | 0 | 4.9 | Y | [5 empty] | N |  | N
56203 | Solar Star NAFB LLC | 56568 | Nellis Air Force Base Solar Array | NV | Clark | NS2 | OP | Solar Photovoltaic | PV | Commercial Non-CHP | 4 | 4.9 | 4.9 | 4.9 | 11 | 2007 |  | Y | [8 empty] | 0 | 0 | 5.2 | Y | [5 empty] | N |  | N
56203 | Solar Star NAFB LLC | 56568 | Nellis Air Force Base Solar Array | NV | Clark | NS3 | OP | Solar Photovoltaic | PV | Commercial Non-CHP | 4 | 3.7 | 3.7 | 3.7 | 12 | 2007 |  | Y | [8 empty] | 0 | 0 | 3.9 | Y | [5 empty] | N |  | N
55910 | Lanai Sustainability Research LLC | 56667 | Lanai Solar-Electric Plant | HI | Maui | 0001 | OP | Solar Photovoltaic | PV | IPP Non-CHP | 2 | 0.1 | 0.1 | 0.1 | 12 | 2008 |  | Y |  |  | N |  |  |  |  | N | 90 | 30 | 0.1 | Y | [5 empty] | N |  | N
55910 | Lanai Sustainability Research LLC | 56667 | Lanai Solar-Electric Plant | HI | Maui | 0002 | OP | Solar Photovoltaic | PV | IPP Non-CHP | 2 | 0.1 | 0.1 | 0.1 | 12 | 2008 |  | Y |  |  | N |  |  |  |  | N | 90 | 30 | 0.1 | Y | [5 empty] | N |  | N
55910 | Lanai Sustainability Research LLC | 56667 | Lanai Solar-Electric Plant | HI | Maui | 0003 | OP | Solar Photovoltaic | PV | IPP Non-CHP | 2 | 0.1 | 0.1 | 0.1 | 12 | 2008 |  | Y |  |  | N |  |  |  |  | N | 90 | 30 | 0.1 | Y | [5 empty] | N |  | N
55910 | Lanai Sustainability Research LLC | 56667 | Lanai Solar-Electric Plant | HI | Maui | 0004 | OP | Solar Photovoltaic | PV | IPP Non-CHP | 2 | 0.1 | 0.1 | 0.1 | 12 | 2008 |  | Y |  |  | N |  |  |  |  | N | 90 | 30 | 0.1 | Y | [5 empty] | N |  | N
55910 | Lanai Sustainability Research LLC | 56667 | Lanai Solar-Electric Plant | HI | Maui | 0005 | OP | Solar Photovoltaic | PV | IPP Non-CHP | 2 | 0.1 | 0.1 | 0.1 | 12 | 2008 |  | Y |  |  | N |  |  |  |  | N | 90 | 30 | 0.1 | Y | [5 empty] | N |  | N
55910 | Lanai Sustainability Research LLC | 56667 | Lanai Solar-Electric Plant | HI | Maui | 0006 | OP | Solar Photovoltaic | PV | IPP Non-CHP | 2 | 0.1 | 0.1 | 0.1 | 12 | 2008 |  | Y |  |  | N |  |  |  |  | N | 90 | 30 | 0.1 | Y | [5 empty] | N |  | N
55910 | Lanai Sustainability Research LLC | 56667 | Lanai Solar-Electric Plant | HI | Maui | 0007 | OP | Solar Photovoltaic | PV | IPP Non-CHP | 2 | 0.1 | 0.1 | 0.1 | 12 | 2008 |  | Y |  |  | N |  |  |  |  | N | 90 | 30 | 0.1 | Y | [5 empty] | N |  | N
55910 | Lanai Sustainability Research LLC | 56667 | Lanai Solar-Electric Plant | HI | Maui | 0008 | OP | Solar Photovoltaic | PV | IPP Non-CHP | 2 | 0.1 | 0.1 | 0.1 | 12 | 2008 |  | Y |  |  | N |  |  |  |  | N | 90 | 30 | 0.1 | Y | [5 empty] | N |  | N
55910 | Lanai Sustainability Research LLC | 56667 | Lanai Solar-Electric Plant | HI | Maui | 0009 | OP | Solar Photovoltaic | PV | IPP Non-CHP | 2 | 0.1 | 0.1 | 0.1 | 12 | 2008 |  | Y |  |  | N |  |  |  |  | N | 90 | 30 | 0.1 | Y | [5 empty] | N |  | N
55910 | Lanai Sustainability Research LLC | 56667 | Lanai Solar-Electric Plant | HI | Maui | 0010 | OP | Solar Photovoltaic | PV | IPP Non-CHP | 2 | 0.1 | 0.1 | 0.1 | 12 | 2008 |  | Y |  |  | N |  |  |  |  | N | 90 | 30 | 0.1 | Y | [5 empty] | N |  | N
55910 | Lanai Sustainability Research LLC | 56667 | Lanai Solar-Electric Plant | HI | Maui | 0011 | OP | Solar Photovoltaic | PV | IPP Non-CHP | 2 | 0.1 | 0.1 | 0.1 | 12 | 2008 |  | Y |  |  | N |  |  |  |  | N | 90 | 30 | 0.1 | Y | [5 empty] | N |  | N
55910 | Lanai Sustainability Research LLC | 56667 | Lanai Solar-Electric Plant | HI | Maui | 0012 | OP | Solar Photovoltaic | PV | IPP Non-CHP | 2 | 0.1 | 0.1 | 0.1 | 12 | 2008 |  | Y |  |  | N |  |  |  |  | N | 90 | 30 | 0.1 | Y | [5 empty] | N |  | N
55961 | CalRenew-1 LLC | 56768 | CalRenew-1 | CA | Fresno | CR1 | OP | Solar Photovoltaic | PV | IPP Non-CHP | 2 | 5 | 5 | 5 | 4 | 2010 |  |  |  | Y | [6 empty] | 198 | 20 | 6.3 | Y | [5 empty] | N |  | N
56023 | Arizona Solar One LLC | 56812 | Solana Generating Station | AZ | Maricopa | GEN 1 | OP | Solar Thermal with Energy Storage | CP | IPP Non-CHP | 2 | 140 | 147.8 | 147.8 | 10 | 2013 |  | Y |  |  |  | Y | [13 empty] | N |  | N
56023 | Arizona Solar One LLC | 56812 | Solana Generating Station | AZ | Maricopa | GEN2 | OP | Solar Thermal with Energy Storage | CP | IPP Non-CHP | 2 | 140 | 147.8 | 147.8 | 10 | 2013 |  | Y |  |  |  | Y | [13 empty] | N |  | N
56028 | MMA Fresno Power LP | 56813 | CSU Fresno Solar Project | CA | Fresno | 1 | OP | Solar Photovoltaic | PV | IPP Non-CHP | 2 | 0.5 | 0.5 | 0.5 | 12 | 2007 |  |  |  | Y | [6 empty] | 180 | 30 | 0.6 | Y | [5 empty] | Y | 0.5 | N
56028 | MMA Fresno Power LP | 56813 | CSU Fresno Solar Project | CA | Fresno | 2 | OP | Solar Photovoltaic | PV | IPP Non-CHP | 2 | 0.5 | 0.5 | 0.5 | 12 | 2007 |  |  |  | Y | [6 empty] | 180 | 2 | 0.6 | Y | [5 empty] | Y | 0.5 | N
56027 | MMA LA Power LP | 56814 | ELACC Photovoltaic Power Facility | CA | Los Angeles | PV1 | OP | Solar Photovoltaic | PV | IPP Non-CHP | 2 | 0.5 | 0.4 | 0.3 | 5 | 2008 |  |  |  | Y | [6 empty] | 180 | 2 | 0.6 | Y | [5 empty] | Y | 0.5 | N
56027 | MMA LA Power LP | 56814 | ELACC Photovoltaic Power Facility | CA | Los Angeles | PV2 | OP | Solar Photovoltaic | PV | IPP Non-CHP | 2 | 0.5 | 0.4 | 0.3 | 5 | 2008 |  |  |  | Y | [6 empty] | 180 | 2 | 0.6 | Y | [5 empty] | Y | 0.5 | N
56026 | MMA DAS Power | 56815 | Denver Int Airport | CO | Denver | 1 | OP | Solar Photovoltaic | PV | IPP Non-CHP | 2 | 1.9 | 1.9 | 1.8 | 9 | 2008 |  | Y | [8 empty] | 90 |  | 2 | Y | [5 empty] | Y | 1.8 | N
56105 | MMA WBF Power LP | 56862 | Bolthouse S&P and Rowen Farms Solar | CA | Los Angeles | 1 | OP | Solar Photovoltaic | PV | IPP Non-CHP | 2 | 0.3 | 0.3 | 0.3 | 11 | 2008 |  | Y | [8 empty] | 180 | 15 | 0.6 | Y | [5 empty] | Y | 0.3 | N
56105 | MMA WBF Power LP | 56862 | Bolthouse S&P and Rowen Farms Solar | CA | Los Angeles | 2 | OP | Solar Photovoltaic | PV | IPP Non-CHP | 2 | 0.3 | 0.3 | 0.3 | 11 | 2008 |  | Y | [8 empty] | 180 | 15 | 0.4 | Y | [5 empty] | Y | 0.3 | N
56105 | MMA WBF Power LP | 56862 | Bolthouse S&P and Rowen Farms Solar | CA | Los Angeles | 3 | OP | Solar Photovoltaic | PV | IPP Non-CHP | 2 | 0.3 | 0.3 | 0.3 | 11 | 2008 |  | Y | [8 empty] | 180 | 15 | 0.4 | Y | [5 empty] | Y | 0.3 | N
56105 | MMA WBF Power LP | 56862 | Bolthouse S&P and Rowen Farms Solar | CA | Los Angeles | 4 | OP | Solar Photovoltaic | PV | IPP Non-CHP | 2 | 0.3 | 0.3 | 0.3 | 11 | 2008 |  | Y | [8 empty] | 180 | 15 | 0.4 | Y | [5 empty] | Y | 0.3 | N
57170 | EDF Renewable Asset Holdings, Inc. | 56875 | Sacramento Soleil LLC | CA | Sacramento | TBD | OP | Solar Photovoltaic | PV | IPP Non-CHP | 2 | 1 | 1 | 1 | 8 | 2008 |  |  |  | Y | [6 empty] | 205 | 45 | 1.3 |  | Y |  |  |  |  | N |  | N
59100 | Sunlight General Solar Fund II, LLC | 56877 | Hall's Warehouse Solar Project | NJ | Middlesex | TBD | OP | Solar Photovoltaic | PV | IPP Non-CHP | 2 | 1.6 | 1.6 | 1.6 | 2 | 2009 |  |  |  | Y | [6 empty] | 192 | 5 | 1.8 |  | Y |  |  |  |  | Y | 1.8 | N
57249 | EPP Renewable Energy | 56883 | Pennsauken Solar | NJ | Camden | GEN 1 | OP | Solar Photovoltaic | PV | IPP Non-CHP | 2 | 0.2 | 0.2 | 0.2 | 6 | 2006 |  |  |  | Y | [6 empty] | 195 | 25 | 0.3 | Y | [5 empty] | N |  | N
57249 | EPP Renewable Energy | 56883 | Pennsauken Solar | NJ | Camden | GEN 2 | OP | Solar Photovoltaic | PV | IPP Non-CHP | 2 | 0.2 | 0.2 | 0.2 | 6 | 2006 |  |  |  | Y | [6 empty] | 195 | 25 | 0.3 | Y | [5 empty] | N |  | N
57249 | EPP Renewable Energy | 56883 | Pennsauken Solar | NJ | Camden | GEN 3 | OP | Solar Photovoltaic | PV | IPP Non-CHP | 2 | 0.1 | 0.1 | 0.1 | 12 | 2007 |  |  |  | Y | [6 empty] | 195 | 25 | 0.1 | Y | [5 empty] | N |  | N
57249 | EPP Renewable Energy | 56883 | Pennsauken Solar | NJ | Camden | GEN 4 | OP | Solar Photovoltaic | PV | IPP Non-CHP | 2 | 0.2 | 0.2 | 0.2 | 12 | 2007 |  |  |  | Y | [6 empty] | 195 | 25 | 0.3 | Y | [5 empty] | N |  | N
57249 | EPP Renewable Energy | 56883 | Pennsauken Solar | NJ | Camden | GEN 5 | OP | Solar Photovoltaic | PV | IPP Non-CHP | 2 | 0.1 | 0.1 | 0.1 | 12 | 2007 |  |  |  | Y | [6 empty] | 195 | 25 | 0.1 | Y | [5 empty] | N |  | N
57249 | EPP Renewable Energy | 56883 | Pennsauken Solar | NJ | Camden | GEN 6 | OP | Solar Photovoltaic | PV | IPP Non-CHP | 2 | 0.2 | 0.2 | 0.2 | 12 | 2007 |  |  |  | Y | [6 empty] | 195 | 25 | 0.3 | Y | [5 empty] | N |  | N
57249 | EPP Renewable Energy | 56883 | Pennsauken Solar | NJ | Camden | GEN 7 | OP | Solar Photovoltaic | PV | IPP Non-CHP | 2 | 0.2 | 0.2 | 0.2 | 12 | 2007 |  |  |  | Y | [6 empty] | 195 | 25 | 0.3 | Y | [5 empty] | N |  | N
57249 | EPP Renewable Energy | 56883 | Pennsauken Solar | NJ | Camden | GEN 8 | OP | Solar Photovoltaic | PV | IPP Non-CHP | 2 | 0.2 | 0.2 | 0.2 | 12 | 2007 |  |  |  | Y | [6 empty] | 195 | 25 | 0.3 | Y | [5 empty] | N |  | N
57249 | EPP Renewable Energy | 56883 | Pennsauken Solar | NJ | Camden | GEN 9 | OP | Solar Photovoltaic | PV | IPP Non-CHP | 2 | 0.1 | 0.1 | 0.1 | 12 | 2007 |  |  |  | Y | [6 empty] | 195 | 25 | 0.1 | Y | [5 empty] | N |  | N
57249 | EPP Renewable Energy | 56883 | Pennsauken Solar | NJ | Camden | GEN10 | OP | Solar Photovoltaic | PV | IPP Non-CHP | 2 | 2.4 | 2.4 | 2.4 | 2 | 2018 |  |  |  | Y | [6 empty] | 195 | 25 | 3.2 | Y | [5 empty] | N |  | N
57249 | EPP Renewable Energy | 56888 | Warren County Solar | NJ | Warren | GEN 1 | OP | Solar Photovoltaic | PV | IPP Non-CHP | 2 | 0.5 | 0.5 | 0.5 | 6 | 2012 |  | Y | [8 empty] | 0 | 20 | 0.5 | Y | [5 empty] | N |  | N
57249 | EPP Renewable Energy | 56888 | Warren County Solar | NJ | Warren | GEN 2 | OP | Solar Photovoltaic | PV | IPP Non-CHP | 2 | 0.5 | 0.5 | 0.5 | 6 | 2012 |  | Y | [8 empty] | 0 | 20 | 0.5 | Y | [5 empty] | N |  | N
57249 | EPP Renewable Energy | 56888 | Warren County Solar | NJ | Warren | GEN 3 | OP | Solar Photovoltaic | PV | IPP Non-CHP | 2 | 0.5 | 0.5 | 0.5 | 6 | 2012 |  | Y | [8 empty] | 0 | 20 | 0.5 | Y | [5 empty] | N |  | N
57249 | EPP Renewable Energy | 56888 | Warren County Solar | NJ | Warren | GEN 4 | OP | Solar Photovoltaic | PV | IPP Non-CHP | 2 | 0.5 | 0.5 | 0.5 | 6 | 2012 |  | Y | [8 empty] | 0 | 20 | 0.5 | Y | [5 empty] | N |  | N
57249 | EPP Renewable Energy | 56889 | PPL Renewable Energy Merck Solar | NJ | Union | GEN 1 | OP | Solar Photovoltaic | PV | IPP Non-CHP | 2 | 1.7 | 1.7 | 1.7 | 5 | 2009 |  | Y | [8 empty] | 0 | 20 | 1.8 | Y | [5 empty] | N |  | N
57044 | Luminace Solar New Jersey, LLC | 56900 | Atlantic City Convention Center | NJ | Atlantic | 1 | OP | Solar Photovoltaic | PV | Commercial Non-CHP | 4 | 0.5 | 0.5 | 0.3 | 12 | 2008 |  |  |  | Y | [6 empty] | 200 | 10 | 0.6 | Y | [5 empty] | Y | 0.4 | N
57044 | Luminace Solar New Jersey, LLC | 56900 | Atlantic City Convention Center | NJ | Atlantic | 2 | OP | Solar Photovoltaic | PV | Commercial Non-CHP | 4 | 0.5 | 0.5 | 0.3 | 12 | 2008 |  |  |  | Y | [6 empty] | 200 | 10 | 0.6 | Y | [5 empty] | Y | 0.4 | N
57044 | Luminace Solar New Jersey, LLC | 56900 | Atlantic City Convention Center | NJ | Atlantic | 3 | OP | Solar Photovoltaic | PV | Commercial Non-CHP | 4 | 0.5 | 0.5 | 0.3 | 12 | 2008 |  |  |  | Y | [6 empty] | 200 | 10 | 0.6 | Y | [5 empty] | Y | 0.4 | N
57044 | Luminace Solar New Jersey, LLC | 56900 | Atlantic City Convention Center | NJ | Atlantic | 4 | OP | Solar Photovoltaic | PV | Commercial Non-CHP | 4 | 0.5 | 0.5 | 0.3 | 12 | 2008 |  |  |  | Y | [6 empty] | 200 | 10 | 0.6 | Y | [5 empty] | Y | 0.4 | N
61944 | MN8 Energy LLC | 56909 | Gap Pacific Distribution Center | CA | Fresno | 1 | OP | Solar Photovoltaic | PV | Commercial Non-CHP | 4 | 0.6 | 0.3 | 0.3 | 10 | 2008 |  | Y | [8 empty] | 90 |  | 0.8 | Y | [5 empty] | Y | 0.3 | N
61944 | MN8 Energy LLC | 56909 | Gap Pacific Distribution Center | CA | Fresno | 2 | OP | Solar Photovoltaic | PV | Commercial Non-CHP | 4 | 0.6 | 0.3 | 0.3 | 10 | 2008 |  | Y | [8 empty] | 90 |  | 0.8 | Y | [5 empty] | Y | 0.3 | N
61944 | MN8 Energy LLC | 56909 | Gap Pacific Distribution Center | CA | Fresno | 3 | OP | Solar Photovoltaic | PV | Commercial Non-CHP | 4 | 0.6 | 0.3 | 0.3 | 10 | 2008 |  | Y | [8 empty] | 90 |  | 0.8 | Y | [5 empty] | Y | 0.3 | N
61944 | MN8 Energy LLC | 56909 | Gap Pacific Distribution Center | CA | Fresno | 4 | OP | Solar Photovoltaic | PV | Commercial Non-CHP | 4 | 0.6 | 0.3 | 0.3 | 10 | 2008 |  | Y | [8 empty] | 90 |  | 0.8 | Y | [5 empty] | Y | 0.3 | N
56128 | SAS Institute Inc | 56915 | SAS Solar Farm | NC | Wake | 1 | OP | Solar Photovoltaic | PV | IPP Non-CHP | 2 | 0.5 | 0.5 | 0.5 | 12 | 2008 |  | Y | [8 empty] | 90 |  | 0.5 | Y | [5 empty] | N |  | N
56128 | SAS Institute Inc | 56915 | SAS Solar Farm | NC | Wake | 2 | OP | Solar Photovoltaic | PV | IPP Non-CHP | 2 | 0.5 | 0.5 | 0.5 | 12 | 2008 |  | Y | [8 empty] | 90 |  | 0.5 | Y | [5 empty] | N |  | N
56128 | SAS Institute Inc | 56915 | SAS Solar Farm | NC | Wake | 3 | OP | Solar Photovoltaic | PV | IPP Non-CHP | 2 | 0.5 | 0.5 | 0.5 | 8 | 2010 |  | Y | [8 empty] | 90 |  | 0.5 | Y | [5 empty] | N |  | N
56128 | SAS Institute Inc | 56915 | SAS Solar Farm | NC | Wake | 4 | OP | Solar Photovoltaic | PV | IPP Non-CHP | 2 | 0.5 | 0.5 | 0.5 | 8 | 2010 |  | Y | [8 empty] | 90 |  | 0.5 | Y | [5 empty] | N |  | N
56167 | Imperial Valley Solar, LLC | 56917 | Imperial Valley Solar, LLC | CA | Imperial | 1 | OP | Solar Photovoltaic | PV | IPP Non-CHP | 2 | 101 | 101 | 101 | 11 | 2013 |  | Y | [8 empty] | 180 | 0 | 129.3 |  | Y |  |  |  |  | N |  | N
56167 | Imperial Valley Solar, LLC | 56917 | Imperial Valley Solar, LLC | CA | Imperial | 1A | OP | Solar Photovoltaic | PV | IPP Non-CHP | 2 | 64.6 | 64.6 | 64.6 | 12 | 2013 |  | Y | [8 empty] | 180 | 0 | 82.7 |  | Y |  |  |  |  | N |  | N
56167 | Imperial Valley Solar, LLC | 56917 | Imperial Valley Solar, LLC | CA | Imperial | 1B | OP | Solar Photovoltaic | PV | IPP Non-CHP | 2 | 34.3 | 34.3 | 34.3 | 3 | 2014 |  | Y | [8 empty] | 180 | 0 | 43.9 |  | Y |  |  |  |  | N |  | N
56431 | SunE U6 Holdings LLC | 56922 | WWRF Solar Plant | CO | Garfield | EAST | OP | Solar Photovoltaic | PV | IPP Non-CHP | 2 | 0.5 | 0.4 | 0.4 | 2 | 2009 |  | Y | N | [7 empty] | 90 |  | 0.5 | Y | [5 empty] | Y | 0.5 | N
56431 | SunE U6 Holdings LLC | 56922 | WWRF Solar Plant | CO | Garfield | WEST | OP | Solar Photovoltaic | PV | IPP Non-CHP | 2 | 1 | 0.9 | 0.9 | 2 | 2009 |  | Y | [8 empty] | 90 |  | 1.7 | Y | [5 empty] | Y | 1 | N
6452 | Florida Power & Light Co | 56929 | DeSoto Next Generation Solar Energy | FL | DeSoto | 1 | OP | Solar Photovoltaic | PV | Electric Utility | 1 | 25 | 25 | 25 | 10 | 2009 |  | Y | [8 empty] | 90 |  | 27.6 | Y | [5 empty] | N |  | N
6452 | Florida Power & Light Co | 56930 | Space Coast Next Gen Solar Energy | FL | Brevard | 1 | OP | Solar Photovoltaic | PV | Electric Utility | 1 | 10 | 10 | 10 | 4 | 2010 |  |  |  | Y | [6 empty] | 180 | 20 | 11.5 | Y | [5 empty] | N |  | N
56183 | SunE NC Progress 1 LLC | 56938 | SunEdison LV Sutton Plant Site | NC | New Hanover | NCP1 | OP | Solar Photovoltaic | PV | IPP Non-CHP | 2 | 1.2 | 1.2 | 1.2 | 12 | 2008 |  | Y | [8 empty] | 90 |  | 1.2 | Y | [5 empty] | N |  | N
59399 | NRG Solar Blythe | 56939 | Solar Blythe LLC | CA | Riverside | 1 | OP | Solar Photovoltaic | PV | IPP Non-CHP | 2 | 21 | 21 | 21 | 12 | 2009 |  |  |  | Y | [6 empty] | 180 | 24 | 26.4 |  | Y |  |  |  |  | N |  | N
56769 | Consolidated Edison Development Inc. | 56944 | CM10 | NV | Clark | PV01 | OP | Solar Photovoltaic | PV | IPP Non-CHP | 2 | 10 | 10 | 10 | 12 | 2008 |  |  |  | Y | [6 empty] | 180 | 25 | 12.4 |  | Y |  |  |  |  | N |  | N
56237 | QVC Inc | 56966 | QVC Inc | NC | Edgecombe | 1 | OP | Solar Photovoltaic | PV | Commercial Non-CHP | 4 | 1 | 1.1 | 1.1 | 12 | 2008 | N | N | Y |  |  | N |  |  |  | N |  |  | 1.5 | Y | [5 empty] | N |  | N
56237 | QVC Inc | 56966 | QVC Inc | NC | Edgecombe | 2 | OP | Solar Photovoltaic | PV | Commercial Non-CHP | 4 | 2.5 | 2.5 | 2.5 | 11 | 2013 |  | N |  | Y |  | N |  |  |  |  | 90 | 30 | 2.9 | Y | [5 empty] | N |  | N
56284 | MF Mesa Lane LLC | 56993 | MF Mesa Lane LLC | PA | Bucks | MESA | OP | Solar Photovoltaic | PV | IPP Non-CHP | 2 | 3 | 3 | 3 | 11 | 2008 |  |  |  | Y | [6 empty] | 180 | 30 | 3 | Y | [5 empty] | N |  | N
17609 | Southern California Edison Co | 56996 | Solar Photovoltaic Project #02 | CA | San Bernardino | S1A | OP | Solar Photovoltaic | PV | Electric Utility | 1 | 0.5 | 0.5 | 0.5 | 12 | 2009 |  |  |  | Y | [6 empty] | 180 | 0 | 0.6 |  | Y |  |  |  |  | N |  | N
17609 | Southern California Edison Co | 56996 | Solar Photovoltaic Project #02 | CA | San Bernardino | S1B | OP | Solar Photovoltaic | PV | Electric Utility | 1 | 0.5 | 0.5 | 0.5 | 12 | 2009 |  |  |  | Y | [6 empty] | 180 | 0 | 0.6 |  | Y |  |  |  |  | N |  | N
56294 | SunE WG113 Moreno Valley LLC | 57004 | SunEdison Walgreens Moreno Valley | CA | Riverside | 1 | OP | Solar Photovoltaic | PV | IPP Non-CHP | 2 | 1 | 0.9 | 0.9 | 9 | 2007 |  | Y | [8 empty] | 180 | 15 | 1.2 | Y | [5 empty] | Y | 1 | N
56431 | SunE U6 Holdings LLC | 57005 | Mariani Packing Vacaville Solar | CA | Solano | 1 | OP | Solar Photovoltaic | PV | IPP Non-CHP | 2 | 1 | 0.9 | 0.9 | 11 | 2008 |  | Y | [8 empty] | 100 |  | 1.1 | Y | [5 empty] | Y | 1 | N
56296 | SunE WG45 Woodland LLC | 57006 | Walgreens Woodland Distribution Center | CA | Yolo | 1 | OP | Solar Photovoltaic | PV | IPP Non-CHP | 2 | 1 | 0.9 | 0.9 | 8 | 2007 |  | Y | [8 empty] | 180 | 15 | 1.2 | Y | [5 empty] | Y | 1 | N
56297 | SunE CPA CDC2 LLC | 57007 | SunEdison Ironwood State Prison | CA | Riverside | 1 | OP | Solar Photovoltaic | PV | IPP Non-CHP | 2 | 1 | 0.9 | 0.9 | 5 | 2008 |  | Y | [8 empty] | 90 |  | 1.2 | Y | [5 empty] | N |  | N
56431 | SunE U6 Holdings LLC | 57008 | SunEdison Procter & Gamble Oxnard | CA | Ventura | 1 | OP | Solar Photovoltaic | PV | IPP Non-CHP | 2 | 1 | 0.8 | 0.8 | 10 | 2009 |  |  |  | Y | [6 empty] | 180 | 20 | 1.1 |  | Y |  |  |  |  | Y | 1 | N
61219 | Longroad Energy Services LLC | 57009 | Kohls San Bernardino Solar Facility | CA | San Bernardino | 1 | OP | Solar Photovoltaic | PV | IPP Non-CHP | 2 | 1 | 0.9 | 0.9 | 11 | 2007 |  | Y | [8 empty] | 180 | 0 | 1.2 | Y | [5 empty] | Y | 1 | N
56434 | SunE M5 Holdings LLC | 57010 | SunEdison Anheuser Busch Fairfield | CA | Solano | 1 | OP | Solar Photovoltaic | PV | IPP Non-CHP | 2 | 1 | 0.9 | 0.9 | 12 | 2008 |  | Y | [8 empty] | 0 | 0 | 1.1 | Y | [5 empty] | N |  | N
56302 | SunE CPA CDC1 LLC | 57011 | Chuckawalla Valley State Prison | CA | Riverside | 1 | OP | Solar Photovoltaic | PV | IPP Non-CHP | 2 | 1 | 0.9 | 0.9 | 6 | 2006 |  |  |  | Y | [6 empty] | 180 | 20 | 1.2 | Y | [5 empty] | N |  | N
56434 | SunE M5 Holdings LLC | 57012 | SunEdison Walmart Apple Valley DC | CA | San Bernardino | 1 | OP | Solar Photovoltaic | PV | IPP Non-CHP | 2 | 1 | 0.9 | 0.9 | 3 | 2009 |  | Y | [8 empty] | 0 | 0 | 1.1 | Y | [5 empty] | Y | 1 | N
14328 | Pacific Gas & Electric Co. | 57041 | Vaca Dixon Solar Station | CA | Solano | 1 | OP | Solar Photovoltaic | PV | Electric Utility | 1 | 2 | 2 | 2 | 12 | 2009 |  |  |  | Y | [6 empty] | 180 | 30 | 2.6 | Y | [5 empty] | N |  | N
57499 | NRG Energy Services | 57073 | Ivanpah 2 | CA | San Bernardino | ST1 | OP | Solar Thermal without Energy Storage | ST | IPP Non-CHP | 2 | 133.4 | 133.4 | 133.4 | 12 | 2013 | Y |  | Y |  |  |  |  | Y | [11 empty] | X |  | X
57499 | NRG Energy Services | 57074 | Ivanpah 1 | CA | San Bernardino | ST1 | OP | Solar Thermal without Energy Storage | ST | IPP Non-CHP | 2 | 126 | 126 | 126 | 12 | 2013 | Y |  | Y |  |  |  |  | Y | [11 empty] | X |  | X
57499 | NRG Energy Services | 57075 | Ivanpah 3 | CA | San Bernardino | ST1 | OP | Solar Thermal without Energy Storage | ST | IPP Non-CHP | 2 | 133.4 | 133.4 | 133.4 | 12 | 2013 | Y |  | Y |  |  |  |  | Y | [11 empty] | X |  | X
56610 | Calpine Vineland Solar LLC | 57081 | Calpine Vineland Solar LLC | NJ | Cumberland | CVS1 | OP | Solar Photovoltaic | PV | IPP Non-CHP | 2 | 2.3 | 2.3 | 2.3 | 8 | 2009 |  |  |  | Y | [6 empty] | 181 | 25 | 2.4 | Y | [5 empty] | N |  | N
56610 | Calpine Vineland Solar LLC | 57081 | Calpine Vineland Solar LLC | NJ | Cumberland | CVS2 | OP | Solar Photovoltaic | PV | IPP Non-CHP | 2 | 1.8 | 1.8 | 1.8 | 12 | 2009 |  |  |  | Y | [6 empty] | 181 | 25 | 1.9 | Y | [5 empty] | N |  | N
56493 | RV CSU Power LLC | 57141 | RV CSU Power LLC | CO | Larimer | CSU1 | OP | Solar Photovoltaic | PV | Commercial Non-CHP | 4 | 1.9 | 1.9 | 1.9 | 12 | 2009 |  | Y | [8 empty] | 180 | 25 | 2 | Y | [5 empty] | N |  | N
64696 | Luminace Solar Chicago, LLC | 57191 | Exelon Solar Chicago | IL | Cook | ECS1 | OP | Solar Photovoltaic | PV | IPP Non-CHP | 2 | 9 | 9 | 9 | 12 | 2009 |  | Y | N | [7 empty] | 180 | 25 | 10 | Y | [5 empty] | N |  | N
65411 | Duke Energy Renewables Services | 57197 | Blue Wing Solar Energy Generation | TX | Bexar | 1 | OP | Solar Photovoltaic | PV | IPP Non-CHP | 2 | 13.9 | 13.5 | 13.5 | 11 | 2010 |  |  |  | Y | [6 empty] | 205 | 20 | 16.7 |  | Y |  |  |  |  | N |  | N
65411 | Duke Energy Renewables Services | 57200 | Shelby Solar Energy Generation Facility | NC | Cleveland | 1 | OP | Solar Photovoltaic | PV | IPP Non-CHP | 2 | 0.9 | 0.9 | 0.9 | 5 | 2010 |  | Y | [8 empty] | 0 | 0 | 1 | Y | [5 empty] | N |  | N
56582 | Jacksonville Solar LLC | 57202 | Jacksonville Solar | FL | Duval | 1 | OP | Solar Photovoltaic | PV | IPP Non-CHP | 2 | 12.6 | 12.5 | 12.5 | 4 | 2010 |  |  |  | Y | [6 empty] | 180 | 20 | 15 |  | Y |  |  |  |  | N |  | N
56583 | Wyandot Solar LLC | 57203 | Wyandot Solar Farm | OH | Wyandot | 1 | OP | Solar Photovoltaic | PV | IPP Non-CHP | 2 | 10 | 10 | 10 | 4 | 2010 |  |  |  | Y | [6 empty] | 180 | 25 | 12 |  | Y |  |  |  |  | N |  | N
56584 | PSEG Solar Hackettstown LLC | 57204 | PSEG Hackettstown | NJ | Warren | 1 | OP | Solar Photovoltaic | PV | IPP Non-CHP | 2 | 2 | 2.2 | 2.2 | 9 | 2009 |  |  |  | Y | [6 empty] | 180 | 25 | 2.2 |  | Y |  |  |  |  | N |  | N
56769 | Consolidated Edison Development Inc. | 57205 | CM48 | NV | Clark | PV02 | OP | Solar Photovoltaic | PV | IPP Non-CHP | 2 | 8 | 8 | 8 | 6 | 2010 |  |  |  | Y | [6 empty] | 180 | 25 | 10.1 |  | Y |  |  |  |  | N |  | N
56769 | Consolidated Edison Development Inc. | 57205 | CM48 | NV | Clark | PV03 | OP | Solar Photovoltaic | PV | IPP Non-CHP | 2 | 10 | 10 | 10 | 9 | 2010 |  |  |  | Y | [6 empty] | 180 | 25 | 12.6 |  | Y |  |  |  |  | N |  | N
56769 | Consolidated Edison Development Inc. | 57205 | CM48 | NV | Clark | PV04 | OP | Solar Photovoltaic | PV | IPP Non-CHP | 2 | 10 | 10 | 10 | 10 | 2010 |  |  |  | Y | [6 empty] | 180 | 25 | 12.6 |  | Y |  |  |  |  | N |  | N
56769 | Consolidated Edison Development Inc. | 57205 | CM48 | NV | Clark | PV05 | OP | Solar Photovoltaic | PV | IPP Non-CHP | 2 | 10 | 10 | 10 | 11 | 2010 |  |  |  | Y | [6 empty] | 180 | 25 | 12.6 |  | Y |  |  |  |  | N |  | N
56769 | Consolidated Edison Development Inc. | 57205 | CM48 | NV | Clark | PV06 | OP | Solar Photovoltaic | PV | IPP Non-CHP | 2 | 10 | 10 | 10 | 12 | 2010 |  |  |  | Y | [5 empty] | N | 180 | 25 | 12.6 |  | Y |  |  |  |  | N |  | N
19391 | UGI Development Co | 57216 | Crayola Solar Project | PA | Northampton | 1 | OP | Solar Photovoltaic | PV | IPP Non-CHP | 2 | 1 | 1 | 1 | 5 | 2010 |  |  |  | Y | [6 empty] | 165 | 25 | 1.1 | Y | [5 empty] | N |  | N
19391 | UGI Development Co | 57216 | Crayola Solar Project | PA | Northampton | 2 | OP | Solar Photovoltaic | PV | IPP Non-CHP | 2 | 1 | 1 | 1 | 4 | 2011 |  |  |  | Y | [6 empty] | 165 | 25 | 1.1 | Y | [5 empty] | N |  | N
19391 | UGI Development Co | 57216 | Crayola Solar Project | PA | Northampton | 3 | OP | Solar Photovoltaic | PV | IPP Non-CHP | 2 | 0.8 | 0.8 | 0.8 | 1 | 2012 |  |  |  | Y | [6 empty] | 165 | 25 | 0.9 | Y | [5 empty] | N |  | N
17609 | Southern California Edison Co | 57217 | Solar Photovoltaic Project #03 | CA | San Bernardino | S003A | OP | Solar Photovoltaic | PV | Electric Utility | 1 | 0.5 | 0.5 | 0.5 | 3 | 2011 |  |  |  | Y | [6 empty] | 180 | 0 | 0.6 |  | Y |  |  |  |  | N |  | N
17609 | Southern California Edison Co | 57217 | Solar Photovoltaic Project #03 | CA | San Bernardino | S003B | OP | Solar Photovoltaic | PV | Electric Utility | 1 | 0.5 | 0.5 | 0.5 | 3 | 2011 |  |  |  | Y | [6 empty] | 180 | 0 | 0.6 |  | Y |  |  |  |  | N |  | N
17609 | Southern California Edison Co | 57219 | Solar Photovoltaic Project #05 | CA | San Bernardino | S005A | OP | Solar Photovoltaic | PV | Electric Utility | 1 | 0.5 | 0.5 | 0.5 | 11 | 2012 |  |  |  | Y | [6 empty] | 180 | 5 | 0.7 | Y | [5 empty] | N |  | N
17609 | Southern California Edison Co | 57219 | Solar Photovoltaic Project #05 | CA | San Bernardino | S005B | OP | Solar Photovoltaic | PV | Electric Utility | 1 | 0.5 | 0.5 | 0.5 | 11 | 2012 |  |  |  | Y | [6 empty] | 180 | 5 | 0.7 | Y | [5 empty] | N |  | N
17609 | Southern California Edison Co | 57219 | Solar Photovoltaic Project #05 | CA | San Bernardino | S005C | OP | Solar Photovoltaic | PV | Electric Utility | 1 | 0.5 | 0.5 | 0.5 | 11 | 2012 |  |  |  | Y | [6 empty] | 180 | 5 | 0.7 | Y | [5 empty] | N |  | N
17609 | Southern California Edison Co | 57219 | Solar Photovoltaic Project #05 | CA | San Bernardino | S005D | OP | Solar Photovoltaic | PV | Electric Utility | 1 | 0.5 | 0.5 | 0.5 | 11 | 2012 |  |  |  | Y | [6 empty] | 180 | 5 | 0.7 | Y | [5 empty] | N |  | N
17609 | Southern California Edison Co | 57219 | Solar Photovoltaic Project #05 | CA | San Bernardino | S005E | OP | Solar Photovoltaic | PV | Electric Utility | 1 | 0.5 | 0.5 | 0.5 | 11 | 2012 |  |  |  | Y | [6 empty] | 180 | 5 | 0.7 | Y | [5 empty] | N |  | N
17609 | Southern California Edison Co | 57220 | Solar Photovoltaic Project #06 | CA | San Bernardino | S006A | OS | Solar Photovoltaic | PV | Electric Utility | 1 | 0.5 | 0.5 | 0.5 | 8 | 2011 |  |  |  | Y | [6 empty] | 180 | 10 | 0.6 | Y | [5 empty] | N |  | N
17609 | Southern California Edison Co | 57220 | Solar Photovoltaic Project #06 | CA | San Bernardino | S006B | OS | Solar Photovoltaic | PV | Electric Utility | 1 | 0.5 | 0.5 | 0.5 | 8 | 2011 |  |  |  | Y | [6 empty] | 180 | 10 | 0.6 | Y | [5 empty] | N |  | N
17609 | Southern California Edison Co | 57220 | Solar Photovoltaic Project #06 | CA | San Bernardino | S006C | OS | Solar Photovoltaic | PV | Electric Utility | 1 | 0.5 | 0.5 | 0.5 | 8 | 2011 |  |  |  | Y | [6 empty] | 180 | 10 | 0.6 | Y | [5 empty] | N |  | N
17609 | Southern California Edison Co | 57220 | Solar Photovoltaic Project #06 | CA | San Bernardino | S006D | OS | Solar Photovoltaic | PV | Electric Utility | 1 | 0.5 | 0.5 | 0.5 | 8 | 2011 |  |  |  | Y | [6 empty] | 180 | 10 | 0.6 | Y | [5 empty] | N |  | N
17609 | Southern California Edison Co | 57221 | Solar Photovoltaic Project #07 | CA | San Bernardino | S007A | OP | Solar Photovoltaic | PV | Electric Utility | 1 | 0.5 | 0.5 | 0.5 | 11 | 2012 |  |  |  | Y | [6 empty] | 180 | 5 | 0.6 | Y | [5 empty] | N |  | N
17609 | Southern California Edison Co | 57221 | Solar Photovoltaic Project #07 | CA | San Bernardino | S007B | OP | Solar Photovoltaic | PV | Electric Utility | 1 | 0.5 | 0.5 | 0.5 | 11 | 2012 |  |  |  | Y | [6 empty] | 180 | 5 | 0.6 | Y | [5 empty] | N |  | N
17609 | Southern California Edison Co | 57221 | Solar Photovoltaic Project #07 | CA | San Bernardino | S007C | OP | Solar Photovoltaic | PV | Electric Utility | 1 | 0.5 | 0.5 | 0.5 | 11 | 2012 |  |  |  | Y | [6 empty] | 180 | 5 | 0.6 | Y | [5 empty] | N |  | N
17609 | Southern California Edison Co | 57221 | Solar Photovoltaic Project #07 | CA | San Bernardino | S007D | OP | Solar Photovoltaic | PV | Electric Utility | 1 | 0.5 | 0.5 | 0.5 | 11 | 2012 |  |  |  | Y | [6 empty] | 180 | 5 | 0.6 | Y | [5 empty] | N |  | N
17609 | Southern California Edison Co | 57221 | Solar Photovoltaic Project #07 | CA | San Bernardino | S007E | OP | Solar Photovoltaic | PV | Electric Utility | 1 | 0.5 | 0.5 | 0.5 | 11 | 2012 |  |  |  | Y | [6 empty] | 180 | 5 | 0.6 | Y | [5 empty] | N |  | N
17609 | Southern California Edison Co | 57222 | Solar Photovoltaic Project #08 | CA | San Bernardino | S008A | OS | Solar Photovoltaic | PV | Electric Utility | 1 | 0.5 | 0.5 | 0.5 | 8 | 2011 |  |  |  | Y | [6 empty] | 180 | 10 | 0.7 | Y | [5 empty] | N |  | N
17609 | Southern California Edison Co | 57222 | Solar Photovoltaic Project #08 | CA | San Bernardino | S008B | OS | Solar Photovoltaic | PV | Electric Utility | 1 | 0.5 | 0.5 | 0.5 | 8 | 2011 |  |  |  | Y | [6 empty] | 180 | 10 | 0.7 | Y | [5 empty] | N |  | N
17609 | Southern California Edison Co | 57222 | Solar Photovoltaic Project #08 | CA | San Bernardino | S008C | OS | Solar Photovoltaic | PV | Electric Utility | 1 | 0.5 | 0.5 | 0.5 | 8 | 2011 |  |  |  | Y | [6 empty] | 180 | 10 | 0.7 | Y | [5 empty] | N |  | N
17609 | Southern California Edison Co | 57222 | Solar Photovoltaic Project #08 | CA | San Bernardino | S008D | OS | Solar Photovoltaic | PV | Electric Utility | 1 | 0.5 | 0.5 | 0.5 | 8 | 2011 |  |  |  | Y | [6 empty] | 180 | 10 | 0.7 | Y | [5 empty] | N |  | N
17609 | Southern California Edison Co | 57223 | Solar Photovoltaic Project #09 | CA | San Bernardino | S009A | OS | Solar Photovoltaic | PV | Electric Utility | 1 | 0.5 | 0.5 | 0.5 | 8 | 2011 |  |  |  | Y | [6 empty] | 180 | 10 | 0.7 | Y | [5 empty] | N |  | N
17609 | Southern California Edison Co | 57223 | Solar Photovoltaic Project #09 | CA | San Bernardino | S009B | OS | Solar Photovoltaic | PV | Electric Utility | 1 | 0.5 | 0.5 | 0.5 | 8 | 2011 |  |  |  | Y | [6 empty] | 180 | 10 | 0.7 | Y | [5 empty] | N |  | N
17609 | Southern California Edison Co | 57224 | Solar Photovoltaic Project #10 | CA | San Bernardino | S010A | OS | Solar Photovoltaic | PV | Electric Utility | 1 | 0.5 | 0.5 | 0.5 | 1 | 2013 |  |  |  | Y | [6 empty] | 180 | 10 | 0.8 | Y | [5 empty] | N |  | N
17609 | Southern California Edison Co | 57224 | Solar Photovoltaic Project #10 | CA | San Bernardino | S010B | OS | Solar Photovoltaic | PV | Electric Utility | 1 | 0.5 | 0.5 | 0.5 | 1 | 2013 |  |  |  | Y | [6 empty] | 180 | 10 | 0.8 | Y | [5 empty] | N |  | N
17609 | Southern California Edison Co | 57224 | Solar Photovoltaic Project #10 | CA | San Bernardino | S010C | OS | Solar Photovoltaic | PV | Electric Utility | 1 | 0.5 | 0.5 | 0.5 | 1 | 2013 |  |  |  | Y | [6 empty] | 180 | 10 | 0.8 | Y | [5 empty] | N |  | N
17609 | Southern California Edison Co | 57225 | Solar Photovoltaic Project #11 | CA | San Bernardino | S011A | OP | Solar Photovoltaic | PV | Electric Utility | 1 | 0.5 | 0.5 | 0.5 | 2 | 2015 |  |  |  | Y | [6 empty] | 180 | 5 | 0.7 | Y | [5 empty] | N |  | N
17609 | Southern California Edison Co | 57225 | Solar Photovoltaic Project #11 | CA | San Bernardino | S011B | OP | Solar Photovoltaic | PV | Electric Utility | 1 | 0.5 | 0.5 | 0.5 | 2 | 2015 |  |  |  | Y | [6 empty] | 180 | 5 | 0.7 | Y | [5 empty] | N |  | N
17609 | Southern California Edison Co | 57225 | Solar Photovoltaic Project #11 | CA | San Bernardino | S011C | OP | Solar Photovoltaic | PV | Electric Utility | 1 | 0.5 | 0.5 | 0.5 | 2 | 2015 |  |  |  | Y | [6 empty] | 180 | 5 | 0.7 | Y | [5 empty] | N |  | N
17609 | Southern California Edison Co | 57225 | Solar Photovoltaic Project #11 | CA | San Bernardino | S011D | OP | Solar Photovoltaic | PV | Electric Utility | 1 | 0.5 | 0.5 | 0.5 | 2 | 2015 |  |  |  | Y | [6 empty] | 180 | 5 | 0.7 | Y | [5 empty] | N |  | N
17609 | Southern California Edison Co | 57225 | Solar Photovoltaic Project #11 | CA | San Bernardino | S011E | OP | Solar Photovoltaic | PV | Electric Utility | 1 | 0.5 | 0.5 | 0.5 | 2 | 2015 |  |  |  | Y | [6 empty] | 180 | 5 | 0.7 | Y | [5 empty] | N |  | N
17609 | Southern California Edison Co | 57225 | Solar Photovoltaic Project #11 | CA | San Bernardino | S011F | OP | Solar Photovoltaic | PV | Electric Utility | 1 | 0.5 | 0.5 | 0.5 | 2 | 2015 |  |  |  | Y | [6 empty] | 180 | 5 | 0.7 | Y | [5 empty] | N |  | N
17609 | Southern California Edison Co | 57225 | Solar Photovoltaic Project #11 | CA | San Bernardino | S011G | OP | Solar Photovoltaic | PV | Electric Utility | 1 | 0.5 | 0.5 | 0.5 | 2 | 2015 |  |  |  | Y | [6 empty] | 180 | 5 | 0.7 | Y | [5 empty] | N |  | N
17609 | Southern California Edison Co | 57226 | Solar Photovoltaic Project #12 | CA | San Bernardino | S012A | OS | Solar Photovoltaic | PV | Electric Utility | 1 | 0.5 | 0.5 | 0.5 | 8 | 2011 |  |  |  | Y | [6 empty] | 180 | 10 | 0.8 | Y | [5 empty] | N |  | N
17609 | Southern California Edison Co | 57227 | Solar Photovoltaic Project #13 | CA | San Bernardino | S013A | OS | Solar Photovoltaic | PV | Electric Utility | 1 | 0.5 | 0.5 | 0.5 | 2 | 2015 |  |  |  | Y | [6 empty] | 180 | 5 | 0.7 | Y | [5 empty] | N |  | N
17609 | Southern California Edison Co | 57227 | Solar Photovoltaic Project #13 | CA | San Bernardino | S013B | OS | Solar Photovoltaic | PV | Electric Utility | 1 | 0.5 | 0.5 | 0.5 | 2 | 2015 |  |  |  | Y | [6 empty] | 180 | 5 | 0.7 | Y | [5 empty] | N |  | N
17609 | Southern California Edison Co | 57227 | Solar Photovoltaic Project #13 | CA | San Bernardino | S013C | OS | Solar Photovoltaic | PV | Electric Utility | 1 | 0.5 | 0.5 | 0.5 | 2 | 2015 |  |  |  | Y | [6 empty] | 180 | 5 | 0.7 | Y | [5 empty] | N |  | N
17609 | Southern California Edison Co | 57227 | Solar Photovoltaic Project #13 | CA | San Bernardino | S013D | OS | Solar Photovoltaic | PV | Electric Utility | 1 | 0.5 | 0.5 | 0.5 | 2 | 2015 |  |  |  | Y | [6 empty] | 180 | 5 | 0.7 | Y | [5 empty] | N |  | N
17609 | Southern California Edison Co | 57227 | Solar Photovoltaic Project #13 | CA | San Bernardino | S013E | OS | Solar Photovoltaic | PV | Electric Utility | 1 | 0.5 | 0.5 | 0.5 | 2 | 2015 |  |  |  | Y | [6 empty] | 180 | 5 | 0.7 | Y | [5 empty] | N |  | N
17609 | Southern California Edison Co | 57227 | Solar Photovoltaic Project #13 | CA | San Bernardino | S013F | OS | Solar Photovoltaic | PV | Electric Utility | 1 | 0.5 | 0.5 | 0.5 | 2 | 2015 |  |  |  | Y | [6 empty] | 180 | 5 | 0.7 | Y | [5 empty] | N |  | N
17609 | Southern California Edison Co | 57227 | Solar Photovoltaic Project #13 | CA | San Bernardino | S013G | OS | Solar Photovoltaic | PV | Electric Utility | 1 | 0.5 | 0.5 | 0.5 | 2 | 2015 |  |  |  | Y | [6 empty] | 180 | 5 | 0.7 | Y | [5 empty] | N |  | N
17609 | Southern California Edison Co | 57229 | Solar Photovoltaic Project #15 | CA | San Bernardino | S015A | OP | Solar Photovoltaic | PV | Electric Utility | 1 | 0.5 | 0.5 | 0.5 | 1 | 2013 |  |  |  | Y | [6 empty] | 180 | 0 | 0.6 |  | Y |  |  |  |  | N |  | N
17609 | Southern California Edison Co | 57229 | Solar Photovoltaic Project #15 | CA | San Bernardino | S015B | OP | Solar Photovoltaic | PV | Electric Utility | 1 | 0.5 | 0.5 | 0.5 | 1 | 2013 |  |  |  | Y | [6 empty] | 180 | 0 | 0.6 |  | Y |  |  |  |  | N |  | N
17609 | Southern California Edison Co | 57229 | Solar Photovoltaic Project #15 | CA | San Bernardino | S015C | OP | Solar Photovoltaic | PV | Electric Utility | 1 | 0.5 | 0.5 | 0.5 | 1 | 2013 |  |  |  | Y | [6 empty] | 180 | 0 | 0.6 |  | Y |  |  |  |  | N |  | N
17609 | Southern California Edison Co | 57229 | Solar Photovoltaic Project #15 | CA | San Bernardino | S015D | OP | Solar Photovoltaic | PV | Electric Utility | 1 | 0.5 | 0.5 | 0.5 | 1 | 2013 |  |  |  | Y | [6 empty] | 180 | 0 | 0.6 |  | Y |  |  |  |  | N |  | N
17609 | Southern California Edison Co | 57229 | Solar Photovoltaic Project #15 | CA | San Bernardino | S015E | OP | Solar Photovoltaic | PV | Electric Utility | 1 | 0.5 | 0.5 | 0.5 | 1 | 2013 |  |  |  | Y | [6 empty] | 180 | 5 | 0.6 | Y | [5 empty] | N |  | N
17609 | Southern California Edison Co | 57229 | Solar Photovoltaic Project #15 | CA | San Bernardino | S015F | OP | Solar Photovoltaic | PV | Electric Utility | 1 | 0.5 | 0.5 | 0.5 | 1 | 2013 |  |  |  | Y | [6 empty] | 180 | 5 | 0.6 | Y | [5 empty] | N |  | N
17609 | Southern California Edison Co | 57229 | Solar Photovoltaic Project #15 | CA | San Bernardino | S015G | OP | Solar Photovoltaic | PV | Electric Utility | 1 | 0.5 | 0.5 | 0.5 | 1 | 2013 |  |  |  | Y | [6 empty] | 180 | 5 | 0.6 | Y | [5 empty] | N |  | N
17609 | Southern California Edison Co | 57230 | Solar Photovoltaic Project #16 | CA | San Bernardino | S016A | OS | Solar Photovoltaic | PV | Electric Utility | 1 | 0.5 | 0.5 | 0.5 | 2 | 2015 |  |  |  | Y | [6 empty] | 180 | 5 | 0.6 | Y | [5 empty] | N |  | N
17609 | Southern California Edison Co | 57230 | Solar Photovoltaic Project #16 | CA | San Bernardino | S016B | OS | Solar Photovoltaic | PV | Electric Utility | 1 | 0.5 | 0.5 | 0.5 | 2 | 2015 |  |  |  | Y | [6 empty] | 180 | 5 | 0.6 | Y | [5 empty] | N |  | N
17609 | Southern California Edison Co | 57230 | Solar Photovoltaic Project #16 | CA | San Bernardino | S016C | OS | Solar Photovoltaic | PV | Electric Utility | 1 | 0.5 | 0.5 | 0.5 | 2 | 2015 |  |  |  | Y | [6 empty] | 180 | 5 | 0.6 | Y | [5 empty] | N |  | N
17609 | Southern California Edison Co | 57231 | Solar Photovoltaic Project #17 | CA | San Bernardino | S017A | OP | Solar Photovoltaic | PV | Electric Utility | 1 | 0.5 | 0.5 | 0.5 | 1 | 2015 |  |  |  | Y | [6 empty] | 180 | 5 | 0.6 | Y | [5 empty] | N |  | N
17609 | Southern California Edison Co | 57231 | Solar Photovoltaic Project #17 | CA | San Bernardino | S017B | OP | Solar Photovoltaic | PV | Electric Utility | 1 | 0.5 | 0.5 | 0.5 | 1 | 2015 |  |  |  | Y | [6 empty] | 180 | 5 | 0.6 | Y | [5 empty] | N |  | N
17609 | Southern California Edison Co | 57231 | Solar Photovoltaic Project #17 | CA | San Bernardino | S017C | OP | Solar Photovoltaic | PV | Electric Utility | 1 | 0.5 | 0.5 | 0.5 | 1 | 2015 |  |  |  | Y | [6 empty] | 180 | 5 | 0.6 | Y | [5 empty] | N |  | N
17609 | Southern California Edison Co | 57231 | Solar Photovoltaic Project #17 | CA | San Bernardino | S017D | OP | Solar Photovoltaic | PV | Electric Utility | 1 | 0.5 | 0.5 | 0.5 | 1 | 2015 |  |  |  | Y | [6 empty] | 180 | 5 | 0.6 | Y | [5 empty] | N |  | N
17609 | Southern California Edison Co | 57231 | Solar Photovoltaic Project #17 | CA | San Bernardino | S017E | OP | Solar Photovoltaic | PV | Electric Utility | 1 | 0.5 | 0.5 | 0.5 | 1 | 2015 |  |  |  | Y | [6 empty] | 180 | 5 | 0.6 | Y | [5 empty] | N |  | N
17609 | Southern California Edison Co | 57231 | Solar Photovoltaic Project #17 | CA | San Bernardino | S017F | OP | Solar Photovoltaic | PV | Electric Utility | 1 | 0.5 | 0.5 | 0.5 | 1 | 2015 |  |  |  | Y | [6 empty] | 180 | 5 | 0.6 | Y | [5 empty] | N |  | N
17609 | Southern California Edison Co | 57231 | Solar Photovoltaic Project #17 | CA | San Bernardino | S017G | OP | Solar Photovoltaic | PV | Electric Utility | 1 | 0.5 | 0.5 | 0.5 | 1 | 2015 |  |  |  | Y | [6 empty] | 180 | 5 | 0.6 | Y | [5 empty] | N |  | N
17609 | Southern California Edison Co | 57232 | Solar Photovoltaic Project #18 | CA | San Bernardino | S018A | OS | Solar Photovoltaic | PV | Electric Utility | 1 | 0.5 | 0.5 | 0.5 | 11 | 2012 |  |  |  | Y | [6 empty] | 180 | 10 | 0.7 | Y | [5 empty] | N |  | N
17609 | Southern California Edison Co | 57232 | Solar Photovoltaic Project #18 | CA | San Bernardino | S018B | OS | Solar Photovoltaic | PV | Electric Utility | 1 | 0.5 | 0.5 | 0.5 | 11 | 2012 |  |  |  | Y | [6 empty] | 180 | 10 | 0.7 | Y | [5 empty] | N |  | N
17609 | Southern California Edison Co | 57232 | Solar Photovoltaic Project #18 | CA | San Bernardino | S018C | OS | Solar Photovoltaic | PV | Electric Utility | 1 | 0.5 | 0.5 | 0.5 | 11 | 2012 |  |  |  | Y | [6 empty] | 180 | 10 | 0.7 | Y | [5 empty] | N |  | N
17609 | Southern California Edison Co | 57236 | Solar Photovoltaic Project #23 | CA | San Bernardino | S023A | OS | Solar Photovoltaic | PV | Electric Utility | 1 | 0.5 | 0.5 | 0.5 | 1 | 2013 |  |  |  | Y | [6 empty] | 180 | 10 | 0.8 | Y | [5 empty] | N |  | N
17609 | Southern California Edison Co | 57236 | Solar Photovoltaic Project #23 | CA | San Bernardino | S023B | OS | Solar Photovoltaic | PV | Electric Utility | 1 | 0.5 | 0.5 | 0.5 | 1 | 2013 |  |  |  | Y | [6 empty] | 180 | 10 | 0.8 | Y | [5 empty] | N |  | N
17609 | Southern California Edison Co | 57236 | Solar Photovoltaic Project #23 | CA | San Bernardino | S023C | OS | Solar Photovoltaic | PV | Electric Utility | 1 | 0.5 | 0.5 | 0.5 | 1 | 2013 |  |  |  | Y | [6 empty] | 180 | 10 | 0.8 | Y | [5 empty] | N |  | N
17609 | Southern California Edison Co | 57236 | Solar Photovoltaic Project #23 | CA | San Bernardino | S023D | OS | Solar Photovoltaic | PV | Electric Utility | 1 | 0.5 | 0.5 | 0.5 | 1 | 2013 |  |  |  | Y | [6 empty] | 180 | 10 | 0.8 | Y | [5 empty] | N |  | N
17609 | Southern California Edison Co | 57236 | Solar Photovoltaic Project #23 | CA | San Bernardino | S023E | OS | Solar Photovoltaic | PV | Electric Utility | 1 | 0.5 | 0.5 | 0.5 | 1 | 2013 |  |  |  | Y | [6 empty] | 180 | 10 | 0.8 | Y | [5 empty] | N |  | N
17609 | Southern California Edison Co | 57237 | Solar Photovoltaic Project #22 | CA | San Bernardino | S022A | OP | Solar Photovoltaic | PV | Electric Utility | 1 | 0.5 | 0.5 | 0.5 | 8 | 2011 |  |  |  | Y | [6 empty] | 180 | 10 | 0.8 | Y | [5 empty] | N |  | N
17609 | Southern California Edison Co | 57237 | Solar Photovoltaic Project #22 | CA | San Bernardino | S022B | OP | Solar Photovoltaic | PV | Electric Utility | 1 | 0.5 | 0.5 | 0.5 | 8 | 2011 |  |  |  | Y | [6 empty] | 180 | 10 | 0.8 | Y | [5 empty] | N |  | N
17609 | Southern California Edison Co | 57237 | Solar Photovoltaic Project #22 | CA | San Bernardino | S022C | OP | Solar Photovoltaic | PV | Electric Utility | 1 | 0.5 | 0.5 | 0.5 | 8 | 2011 |  |  |  | Y | [6 empty] | 180 | 10 | 0.8 | Y | [5 empty] | N |  | N
17609 | Southern California Edison Co | 57237 | Solar Photovoltaic Project #22 | CA | San Bernardino | S022D | OP | Solar Photovoltaic | PV | Electric Utility | 1 | 0.5 | 0.5 | 0.5 | 8 | 2011 |  |  |  | Y | [6 empty] | 180 | 10 | 0.8 | Y | [5 empty] | N |  | N
62893 | Mililani I Solar LLC | 57242 | Mililani South Solar Farm | HI | Honolulu | 1 | OP | Solar Photovoltaic | PV | IPP Non-CHP | 2 | 39 | 39 | 39 | 7 | 2022 |  | Y | [8 empty] | 180 | 50 | 50.1 | Y | [5 empty] | N |  | N
17650 | Southern Power Co | 57243 | Cimarron Solar Facility | NM | Colfax | CIM1 | OP | Solar Photovoltaic | PV | IPP Non-CHP | 2 | 30.6 | 30.6 | 30.6 | 12 | 2010 |  |  |  | Y | [6 empty] | 180 | 25 | 37.4 |  | Y |  |  |  |  | N |  | N
17609 | Southern California Edison Co | 57245 | Solar Photovoltaic Project #26 | CA | San Bernardino | S026A | OP | Solar Photovoltaic | PV | Electric Utility | 1 | 0.5 | 0.5 | 0.5 | 2 | 2015 |  |  |  | Y | [6 empty] | 180 | 5 | 0.7 | Y | [5 empty] | N |  | N
17609 | Southern California Edison Co | 57245 | Solar Photovoltaic Project #26 | CA | San Bernardino | S026B | OP | Solar Photovoltaic | PV | Electric Utility | 1 | 0.5 | 0.5 | 0.5 | 2 | 2015 |  |  |  | Y | [6 empty] | 180 | 5 | 0.7 | Y | [5 empty] | N |  | N
17609 | Southern California Edison Co | 57245 | Solar Photovoltaic Project #26 | CA | San Bernardino | S026C | OP | Solar Photovoltaic | PV | Electric Utility | 1 | 0.5 | 0.5 | 0.5 | 2 | 2015 |  |  |  | Y | [6 empty] | 180 | 5 | 0.7 | Y | [5 empty] | N |  | N
17609 | Southern California Edison Co | 57245 | Solar Photovoltaic Project #26 | CA | San Bernardino | S026D | OP | Solar Photovoltaic | PV | Electric Utility | 1 | 0.5 | 0.5 | 0.5 | 2 | 2015 |  |  |  | Y | [6 empty] | 180 | 5 | 0.7 | Y | [5 empty] | N |  | N
17609 | Southern California Edison Co | 57245 | Solar Photovoltaic Project #26 | CA | San Bernardino | S026E | OP | Solar Photovoltaic | PV | Electric Utility | 1 | 0.5 | 0.5 | 0.5 | 2 | 2015 |  |  |  | Y | [6 empty] | 180 | 5 | 0.7 | Y | [5 empty] | N |  | N
17609 | Southern California Edison Co | 57245 | Solar Photovoltaic Project #26 | CA | San Bernardino | S026F | OP | Solar Photovoltaic | PV | Electric Utility | 1 | 0.5 | 0.5 | 0.5 | 2 | 2015 |  |  |  | Y | [6 empty] | 180 | 5 | 0.7 | Y | [5 empty] | N |  | N
17609 | Southern California Edison Co | 57245 | Solar Photovoltaic Project #26 | CA | San Bernardino | S026G | OP | Solar Photovoltaic | PV | Electric Utility | 1 | 0.5 | 0.5 | 0.5 | 2 | 2015 |  |  |  | Y | [6 empty] | 180 | 5 | 0.7 | Y | [5 empty] | N |  | N
17609 | Southern California Edison Co | 57245 | Solar Photovoltaic Project #26 | CA | San Bernardino | S026H | OP | Solar Photovoltaic | PV | Electric Utility | 1 | 0.5 | 0.5 | 0.5 | 2 | 2015 |  |  |  | Y | [6 empty] | 180 | 5 | 0.7 | Y | [5 empty] | N |  | N
17609 | Southern California Edison Co | 57245 | Solar Photovoltaic Project #26 | CA | San Bernardino | S026I | OP | Solar Photovoltaic | PV | Electric Utility | 1 | 0.5 | 0.5 | 0.5 | 2 | 2015 |  |  |  | Y | [6 empty] | 180 | 5 | 0.7 | Y | [5 empty] | N |  | N
17609 | Southern California Edison Co | 57245 | Solar Photovoltaic Project #26 | CA | San Bernardino | S026J | OP | Solar Photovoltaic | PV | Electric Utility | 1 | 0.5 | 0.5 | 0.5 | 2 | 2015 |  |  |  | Y | [6 empty] | 180 | 5 | 0.7 | Y | [5 empty] | N |  | N
17609 | Southern California Edison Co | 57245 | Solar Photovoltaic Project #26 | CA | San Bernardino | SO26K | OP | Solar Photovoltaic | PV | Electric Utility | 1 | 0.5 | 0.5 | 0.5 | 2 | 2015 |  |  |  | Y | [6 empty] | 180 | 5 | 0.7 | Y | [5 empty] | N |  | N
17609 | Southern California Edison Co | 57245 | Solar Photovoltaic Project #26 | CA | San Bernardino | SO26L | OP | Solar Photovoltaic | PV | Electric Utility | 1 | 0.5 | 0.5 | 0.5 | 2 | 2015 |  |  |  | Y | [6 empty] | 180 | 5 | 0.7 | Y | [5 empty] | N |  | N
17609 | Southern California Edison Co | 57246 | Solar Photovoltaic Project #27 | CA | San Bernardino | S027A | OP | Solar Photovoltaic | PV | Electric Utility | 1 | 0.5 | 0.5 | 0.5 | 2 | 2015 |  |  |  | Y | [6 empty] | 180 | 10 | 0.7 | Y | [5 empty] | N |  | N
17609 | Southern California Edison Co | 57246 | Solar Photovoltaic Project #27 | CA | San Bernardino | S027B | OP | Solar Photovoltaic | PV | Electric Utility | 1 | 0.5 | 0.5 | 0.5 | 2 | 2015 |  |  |  | Y | [6 empty] | 180 | 10 | 0.7 | Y | [5 empty] | N |  | N
17609 | Southern California Edison Co | 57246 | Solar Photovoltaic Project #27 | CA | San Bernardino | S027C | OP | Solar Photovoltaic | PV | Electric Utility | 1 | 0.5 | 0.5 | 0.5 | 2 | 2015 |  |  |  | Y | [6 empty] | 180 | 10 | 0.7 | Y | [5 empty] | N |  | N
17609 | Southern California Edison Co | 57246 | Solar Photovoltaic Project #27 | CA | San Bernardino | S027D | OP | Solar Photovoltaic | PV | Electric Utility | 1 | 0.5 | 0.5 | 0.5 | 2 | 2015 |  |  |  | Y | [6 empty] | 180 | 10 | 0.7 | Y | [5 empty] | N |  | N
17609 | Southern California Edison Co | 57247 | Solar Photovoltaic Project #28 | CA | San Bernardino | S028A | OP | Solar Photovoltaic | PV | Electric Utility | 1 | 0.5 | 0.5 | 0.5 | 2 | 2015 |  |  |  | Y | [6 empty] | 180 | 5 | 0.7 | Y | [5 empty] | N |  | N
17609 | Southern California Edison Co | 57247 | Solar Photovoltaic Project #28 | CA | San Bernardino | S028B | OP | Solar Photovoltaic | PV | Electric Utility | 1 | 0.5 | 0.5 | 0.5 | 2 | 2015 |  |  |  | Y | [6 empty] | 180 | 5 | 0.7 | Y | [5 empty] | N |  | N
17609 | Southern California Edison Co | 57247 | Solar Photovoltaic Project #28 | CA | San Bernardino | S028C | OP | Solar Photovoltaic | PV | Electric Utility | 1 | 0.5 | 0.5 | 0.5 | 2 | 2015 |  |  |  | Y | [6 empty] | 180 | 5 | 0.7 | Y | [5 empty] | N |  | N
17609 | Southern California Edison Co | 57247 | Solar Photovoltaic Project #28 | CA | San Bernardino | S028D | OP | Solar Photovoltaic | PV | Electric Utility | 1 | 0.5 | 0.5 | 0.5 | 2 | 2015 |  |  |  | Y | [6 empty] | 180 | 5 | 0.7 | Y | [5 empty] | N |  | N
17609 | Southern California Edison Co | 57247 | Solar Photovoltaic Project #28 | CA | San Bernardino | S028E | OP | Solar Photovoltaic | PV | Electric Utility | 1 | 0.5 | 0.5 | 0.5 | 2 | 2015 |  |  |  | Y | [6 empty] | 180 | 5 | 0.7 | Y | [5 empty] | N |  | N
17609 | Southern California Edison Co | 57247 | Solar Photovoltaic Project #28 | CA | San Bernardino | S028F | OP | Solar Photovoltaic | PV | Electric Utility | 1 | 0.5 | 0.5 | 0.5 | 2 | 2015 |  |  |  | Y | [6 empty] | 180 | 5 | 0.7 | Y | [5 empty] | N |  | N
17609 | Southern California Edison Co | 57247 | Solar Photovoltaic Project #28 | CA | San Bernardino | S028G | OP | Solar Photovoltaic | PV | Electric Utility | 1 | 0.5 | 0.5 | 0.5 | 2 | 2015 |  |  |  | Y | [6 empty] | 180 | 5 | 0.7 | Y | [5 empty] | N |  | N
56618 | Victor Valley Community College District | 57254 | Victor Valley CC CPV Solar | CA | San Bernardino | 1PV | OP | Solar Photovoltaic | PV | Commercial Non-CHP | 4 | 1 | 1 | 1 | 6 | 2010 |  |  | Y | [9 empty] | 1 | Y | [5 empty] | N |  | N
56769 | Consolidated Edison Development Inc. | 57256 | PA Solar Park | PA | Carbon | 1 | OP | Solar Photovoltaic | PV | IPP Non-CHP | 2 | 10.1 | 10 | 10 | 10 | 2012 |  | N |  | Y | [6 empty] | 180 | 25 | 11.5 | Y | [5 empty] | N |  | N
11804 | Massachusetts Electric Co | 57265 | Dorchester Solar Site | MA | Suffolk | 1 | OP | Solar Photovoltaic | PV | Electric Utility | 1 | 1 | 1.3 | 1.3 | 1 | 2012 |  |  |  | Y | [6 empty] | 180 | 20 | 1.3 | Y | [5 empty] | N |  | N
11804 | Massachusetts Electric Co | 57269 | Haverhill Solar Power Project | MA | Essex | 1 | OP | Solar Photovoltaic | PV | Electric Utility | 1 | 1 | 0.8 | 0.5 | 12 | 2010 |  |  |  | Y | [6 empty] | 160.5 | 20 | 1 | Y | [5 empty] | N |  | N
11804 | Massachusetts Electric Co | 57270 | NEDC Solar Site | MA | Worcester | 1 | OP | Solar Photovoltaic | PV | Electric Utility | 1 | 1 | 0.8 | 0.5 | 6 | 2010 |  |  |  | Y | [6 empty] | 180 | 2.4 | 1 | Y | [5 empty] | N |  | N
56641 | Tonopah Solar Energy LLC | 57275 | Crescent Dunes Solar Energy | NV | Nye | TSE-1 | OP | Solar Thermal with Energy Storage | CP | IPP Non-CHP | 2 | 125 | 110 | 110 | 11 | 2015 | Y |  | Y |  |  |  |  | Y | [11 empty] | N |  | N
56645 | Aqua America Inc | 57280 | Aqua Ingrams Mill | PA | Chester | 1 | OP | Solar Photovoltaic | PV | IPP Non-CHP | 2 | 1 | 0.9 | 0.7 | 12 | 2009 |  |  |  | Y | [6 empty] | 190 | 20 | 1.2 | Y | [5 empty] | Y | 0.1 | N
64617 | Alpine Solar | 57295 | Alpine Solar | CA | Los Angeles | 1 | OP | Solar Photovoltaic | PV | IPP Non-CHP | 2 | 66 | 66 | 66 | 2 | 2013 |  |  |  | Y | [6 empty] | 180.5 | 25 | 86.4 |  | Y |  |  |  |  | N |  | N
11208 | Los Angeles Department of Water & Power | 57305 | Adelanto Solar Project | CA | San Bernardino | 1 | OP | Solar Photovoltaic | PV | Electric Utility | 1 | 6.8 | 6.8 | 6.8 | 6 | 2012 |  |  |  | Y | [6 empty] | 180 | 30 | 11.4 | Y | [5 empty] | N |  | N
11208 | Los Angeles Department of Water & Power | 57306 | Pine Tree Solar Project | CA | Kern | 1 | OP | Solar Photovoltaic | PV | Electric Utility | 1 | 8.5 | 8.5 | 8.5 | 3 | 2013 |  |  |  | Y | [6 empty] | 180 | 30 | 9.8 | Y | [5 empty] | N |  | N
11208 | Los Angeles Department of Water & Power | 57308 | Maclay Solar Project | CA | Los Angeles | 1 | OP | Solar Photovoltaic | PV | Electric Utility | 1 | 2 | 1.8 | 1.1 | 4 | 2017 |  |  |  | Y | [6 empty] | 180 | 10 | 2.2 | Y | [5 empty] | N |  | N
64344 | City of Los Angeles Harbor Department | 57309 | Pacific Cruise Ship Terminals Berth 93 | CA | Los Angeles | 1 | OS | Solar Photovoltaic | PV | Commercial Non-CHP | 4 | 1 | 1 | 1 | 9 | 2010 |  |  |  | Y | [6 empty] | 211 | 5 | 1.1 | Y | [5 empty] | Y | 1.1 | N
59551 | Occidental College | 57311 | Occidental College Solar Project | CA | Los Angeles | 1 | OP | Solar Photovoltaic | PV | Commercial Non-CHP | 4 | 1 | 1 | 1 | 2 | 2013 |  |  |  | Y | [6 empty] | 220 | 25 | 1.1 | Y | [5 empty] | Y | 1.1 | N
57275 | Metropolitan Transportation Authority | 57313 | Metro Support Services Center Solar | CA | Los Angeles | 1 | OP | Solar Photovoltaic | PV | Commercial Non-CHP | 4 | 1.2 | 1.2 | 1.2 | 4 | 2005 |  |  |  | Y | [6 empty] | 180 | 5 | 1.2 | Y | [5 empty] | Y | 1.2 | N
57276 | Los Angeles Community College District | 57314 | Los Angeles Harbor College | CA | Los Angeles | 1 | OP | Solar Photovoltaic | PV | Commercial Non-CHP | 4 | 1.2 | 2.2 | 2.2 | 10 | 2010 |  |  |  | Y | [6 empty] | 180 | 2 | 2.5 | Y | [5 empty] | Y | 2.5 | N
15399 | Avangrid Renewables LLC | 57317 | San Luis Valley Solar Ranch | CO | Alamosa | 1 | OP | Solar Photovoltaic | PV | IPP Non-CHP | 2 | 35 | 35 | 35 | 12 | 2011 |  | Y |  |  | Y | [6 empty] | 45 | 35.1 | Y | [5 empty] | N |  | N
63287 | Axium Arizona Renewables, LLC | 57318 | Poseidon Solar, LLC | AZ | GILA | 1 | OP | Solar Photovoltaic | PV | IPP Non-CHP | 2 | 20 | 20 | 20 | 12 | 2011 |  | Y | [8 empty] | 0 | 0 | 23.7 | Y | [5 empty] | N |  | N
63026 | Oppidum Renewables USA, LLC | 57321 | Mayberry Solar LLC | NC | Surry | 1PV | OP | Solar Photovoltaic | PV | IPP Non-CHP | 2 | 1.2 | 1.2 | 1.2 | 10 | 2011 |  |  |  | Y | [6 empty] | 180 | 25 | 1.4 | Y | [5 empty] | N |  | N
803 | Arizona Public Service Co | 57324 | Luke Solar | AZ | Maricopa | PV1 | OP | Solar Photovoltaic | PV | Electric Utility | 1 | 15 | 12.8 | 14 | 6 | 2015 |  | Y | [8 empty] | 180 |  | 15.6 | Y | [5 empty] | N |  | N
56681 | Kent County Levy Court Dept of Pub Work | 57330 | Kent County Wastewater Treatment Solar | DE | Kent | 1 | OP | Solar Photovoltaic | PV | IPP Non-CHP | 2 | 1.2 | 1.2 | 1.2 | 3 | 2011 |  |  |  | Y | [6 empty] | 225 | 35 | 1.2 | Y | [5 empty] | Y | 1.2 | N
56660 | Mojave Solar LLC | 57331 | Mojave Solar Project | CA | San Bernardino | MSP1 | OP | Solar Thermal without Energy Storage | ST | IPP Non-CHP | 2 | 140 | 137.5 | 100 | 12 | 2014 |  | Y |  |  |  | Y | [13 empty] | N |  | N
56660 | Mojave Solar LLC | 57331 | Mojave Solar Project | CA | San Bernardino | MSP2 | OP | Solar Thermal without Energy Storage | ST | IPP Non-CHP | 2 | 140 | 137.5 | 100 | 12 | 2014 |  | Y |  |  |  | Y | [13 empty] | N |  | N
5416 | Duke Energy Carolinas, LLC | 57334 | DE Solar 10240 Old Dowd Rd | NC | Mecklenburg | PV01 | OP | Solar Photovoltaic | PV | Electric Utility | 1 | 1.9 | 1.9 | 1.9 | 9 | 2010 |  |  |  | Y | [6 empty] | 175 | 5 | 2.2 | Y | [5 empty] | N |  | N
5416 | Duke Energy Carolinas, LLC | 57335 | DE Solar 657 Brigham Rd | NC | Guilford | PV01 | OP | Solar Photovoltaic | PV | Electric Utility | 1 | 1.3 | 1.3 | 1.3 | 4 | 2010 |  |  |  | Y | [6 empty] | 180 | 15 | 1.5 | Y | [5 empty] | N |  | N
5416 | Duke Energy Carolinas, LLC | 57336 | DE Solar 1725 Drywall Dr | NC | Gaston | PV01 | OP | Solar Photovoltaic | PV | Electric Utility | 1 | 1 | 1 | 1 | 1 | 2010 |  |  |  | Y | [6 empty] | 195 | 11 | 1.2 | Y | [5 empty] | N |  | N
61230 | Arevon Energy, Inc. | 57337 | Dover Sun Park | DE | Kent | 1 | OP | Solar Photovoltaic | PV | IPP Non-CHP | 2 | 10 | 10 | 10 | 7 | 2011 |  | Y |  | N | [6 empty] | 90 | 45 | 11.3 | Y | [5 empty] | N |  | N
59400 | NRG Solar Roadrunner | 57338 | Roadrunner Solar | NM | Dona Ana | 1 | OP | Solar Photovoltaic | PV | IPP Non-CHP | 2 | 20.2 | 20 | 20 | 8 | 2011 |  | Y | [8 empty] | 90 | 45 | 23.8 |  | Y |  |  |  |  | N |  | N
56769 | Consolidated Edison Development Inc. | 57340 | Panoche Valley Solar Farm | CA | San Benito | 1 | OP | Solar Photovoltaic | PV | IPP Non-CHP | 2 | 140 | 140 | 140 | 1 | 2018 |  | Y | [8 empty] | 0 |  | 188 | Y | [5 empty] | N |  | N
15477 | Public Service Elec & Gas Co | 57341 | Silver Lake Solar Farm | NJ | Middlesex | SILV | OP | Solar Photovoltaic | PV | Electric Utility | 1 | 1.7 | 1.7 | 1.7 | 10 | 2010 |  |  |  | Y | [6 empty] | 180 | 20 | 2 | Y | [5 empty] | N |  | N
15477 | Public Service Elec & Gas Co | 57352 | Trenton Solar Farm | NJ | Mercer | TREN | OP | Solar Photovoltaic | PV | Electric Utility | 1 | 1 | 1 | 1 | 10 | 2010 |  |  |  | Y | [6 empty] | 180 | 20 | 1.3 | Y | [5 empty] | N |  | N
56700 | Avenal Solar Holdings LLC | 57359 | Avenal Park | CA | Kings | 1 | OP | Solar Photovoltaic | PV | IPP Non-CHP | 2 | 6 | 6 | 6 | 8 | 2011 |  |  |  | Y | [6 empty] | 180 | 25 | 7 | Y |  | Y |  |  |  | N |  | N
56700 | Avenal Solar Holdings LLC | 57360 | Sun City Project LLC | CA | Kings | 1 | OP | Solar Photovoltaic | PV | IPP Non-CHP | 2 | 20 | 20 | 20 | 8 | 2011 |  |  |  | Y | [6 empty] | 180 | 25 | 25 | Y |  | Y |  |  |  | N |  | N
56700 | Avenal Solar Holdings LLC | 57361 | Sand Drag LLC | CA | Kings | 1 | OP | Solar Photovoltaic | PV | IPP Non-CHP | 2 | 19 | 19 | 19 | 8 | 2011 |  | N |  | Y | [6 empty] | 180 | 25 | 24 | Y |  | Y |  |  |  | N |  | N
56701 | The Hankin Group | 57362 | Morgantown Solar Park | PA | Berks | 1 | OP | Solar Photovoltaic | PV | IPP Non-CHP | 2 | 2 | 1.6 | 1.4 | 11 | 2011 |  |  |  | Y | [6 empty] | 165 | 28.4 | 2 | Y | N | N | N | N | N | Y | 2 | N
56702 | 510 REPP One LLC | 57363 | 510 REPP One | NC | Northampton | 1 | OP | Solar Photovoltaic | PV | IPP Non-CHP | 2 | 1.3 | 1.3 | 1.3 | 9 | 2014 |  |  |  | Y | [6 empty] | 171.2 | 20 | 1.4 | Y | [5 empty] | N |  | N
56705 | Pocono International Raceway Inc | 57367 | Pocono Solar Project | PA | Monroe | POCON | OP | Solar Photovoltaic | PV | Commercial Non-CHP | 4 | 2.7 | 2.5 | 1.9 | 8 | 2010 |  | N |  | Y | [6 empty] | 180 | 25 | 3 |  | Y |  |  |  |  | Y | 2 | Y | 1
56696 | KEPCO Alamosa LLC | 57368 | Cogentrix of Alamosa | CO | Alamosa | 1 | OP | Solar Photovoltaic | PV | IPP Non-CHP | 2 | 30 | 30 | 30 | 4 | 2012 | Y |  | Y |  |  |  | N | [5 empty] | 36.7 | Y | [5 empty] | N |  | N
56706 | Chevron Technology Ventures | 57369 | Questa Solar Facility | NM | Taos | QST | OP | Solar Photovoltaic | PV | IPP Non-CHP | 2 | 1 | 1 | 1 | 1 | 2011 |  |  | Y |  |  |  | N | [5 empty] | 1 | Y | [5 empty] | N |  | N
57170 | EDF Renewable Asset Holdings, Inc. | 57372 | Bellevue Solar Project | OR | Yamhill | INV-1 | OP | Solar Photovoltaic | PV | IPP Non-CHP | 2 | 1.6 | 1.6 | 1.6 | 10 | 2011 |  |  |  | Y | [6 empty] | 97 | 43 | 1.7 | Y | [5 empty] | N |  | N
59396 | Agua Caliente Solar | 57373 | Agua Caliente Solar Project | AZ | Yuma | AGU1 | OP | Solar Photovoltaic | PV | IPP Non-CHP | 2 | 90.7 | 90.7 | 90.7 | 5 | 2012 |  |  |  | Y | [6 empty] | 195 | 15 | 116.3 |  | Y |  |  |  |  | N |  | N
59396 | Agua Caliente Solar | 57373 | Agua Caliente Solar Project | AZ | Yuma | AGU2 | OP | Solar Photovoltaic | PV | IPP Non-CHP | 2 | 136 | 136 | 136 | 12 | 2012 |  |  |  | Y | [6 empty] | 195 | 15 | 141.6 |  | Y |  |  |  |  | N |  | N
59396 | Agua Caliente Solar | 57373 | Agua Caliente Solar Project | AZ | Yuma | AGU3 | OP | Solar Photovoltaic | PV | IPP Non-CHP | 2 | 121 | 121 | 121 | 2 | 2014 |  |  |  | Y | [6 empty] | 195 | 15 | 140.7 |  | Y |  |  |  |  | N |  | N
56720 | Greater Sandhill I LLC | 57377 | Greater Sandhill I | CO | Alamosa | GS-P1 | OP | Solar Photovoltaic | PV | IPP Non-CHP | 2 | 10 | 10 | 10 | 9 | 2010 |  | Y | [8 empty] | 0 | 0 | 10.5 | Y | [5 empty] | N |  | N
56720 | Greater Sandhill I LLC | 57377 | Greater Sandhill I | CO | Alamosa | GS-P2 | OP | Solar Photovoltaic | PV | IPP Non-CHP | 2 | 9 | 9 | 9 | 12 | 2010 |  | Y | [8 empty] | 0 | 0 | 9.5 | Y | [5 empty] | N |  | N
56722 | AV Solar Ranch 1 LLC | 57378 | AV Solar Ranch One | CA | Los Angeles | AVSR | OP | Solar Photovoltaic | PV | IPP Non-CHP | 2 | 253 | 241.5 | 241.5 | 8 | 2014 |  | Y |  | Y | [6 empty] | 180 | 25 | 279 |  | Y |  |  |  |  | N |  | N
15477 | Public Service Elec & Gas Co | 57381 | Linden Solar Farm | NJ | Union | LIND | OP | Solar Photovoltaic | PV | Electric Utility | 1 | 2.7 | 2.7 | 2.7 | 12 | 2010 |  |  |  | Y | [6 empty] | 180 | 20 | 3.2 | Y | [5 empty] | N |  | N
15477 | Public Service Elec & Gas Co | 57382 | Yardville Solar Farm | NJ | Mercer | YARD | OP | Solar Photovoltaic | PV | Electric Utility | 1 | 3.6 | 3.6 | 3.6 | 12 | 2010 |  |  |  | Y | [6 empty] | 195 | 15 | 4.3 | Y | [5 empty] | N |  | N
15477 | Public Service Elec & Gas Co | 57383 | WEA Texas Bayonne | NJ | Hudson | BAYO | OP | Solar Photovoltaic | PV | Electric Utility | 1 | 1.5 | 1.5 | 1.5 | 12 | 2010 |  |  |  | Y | [6 empty] | 209 | 13 | 1.7 | Y | [5 empty] | N |  | N
15477 | Public Service Elec & Gas Co | 57384 | Matrix Buildings A&B (Perth Amboy) Solar | NJ | Middlesex | MATR | OP | Solar Photovoltaic | PV | Electric Utility | 1 | 2.5 | 2.5 | 2.5 | 1 | 2011 |  |  |  | Y | [6 empty] | 165 | 5 | 2.9 | Y | [5 empty] | N |  | N
56732 | Haleon PLC | 57390 | Haleon York RDC Solar Facility | PA | York | 1 | OP | Solar Photovoltaic | PV | IPP Non-CHP | 2 | 2.6 | 1.6 | 1 | 12 | 2010 |  |  |  | Y | [6 empty] | 132 | 5 | 3 | Y | [5 empty] | Y | 3 | N
24211 | Tucson Electric Power Co | 57392 | UASTP I | AZ | Pima | UATP1 | OP | Solar Photovoltaic | PV | Electric Utility | 1 | 1.2 | 1.5 | 1.5 | 12 | 2010 |  | Y |  | N | [6 empty] | 180 | 25 | 1.6 | Y | [5 empty] | N |  | N
56723 | Genesis Solar LLC | 57394 | Genesis Solar Energy Project | CA | Riverside | GEN01 | OP | Solar Thermal without Energy Storage | ST | IPP Non-CHP | 2 | 125 | 125 | 125 | 3 | 2014 | Y | Y |  |  |  | Y | [13 empty] | X |  | X
56723 | Genesis Solar LLC | 57394 | Genesis Solar Energy Project | CA | Riverside | GEN02 | OP | Solar Thermal without Energy Storage | ST | IPP Non-CHP | 2 | 125 | 125 | 125 | 11 | 2013 | Y | Y |  |  |  | Y | [13 empty] | X |  | X
56728 | Dow Jones & Co | 57397 | Dow Jones South Brunswick Solar | NJ | Middlesex | PV01 | OP | Solar Photovoltaic | PV | IPP Non-CHP | 2 | 2.2 | 2.2 | 2.2 | 12 | 2010 |  |  |  | Y | [6 empty] | 133 | 12 | 2.5 | Y | [5 empty] | Y | 2.5 | N
56728 | Dow Jones & Co | 57397 | Dow Jones South Brunswick Solar | NJ | Middlesex | PV02 | OP | Solar Photovoltaic | PV | IPP Non-CHP | 2 | 1.4 | 1.4 | 1.4 | 3 | 2011 |  |  |  | Y | [6 empty] | 180 | 12 | 1.6 | Y | [5 empty] | Y | 1.6 | N
65411 | Duke Energy Renewables Services | 57402 | Taylorsville Solar LLC | NC | Alexander | TAY1 | OP | Solar Photovoltaic | PV | IPP Non-CHP | 2 | 1 | 1 | 1 | 10 | 2010 |  | Y | [8 empty] | 0 | 0 | 1.2 | Y | [5 empty] | N |  | N
56741 | Knouse Food Cooperative Inc | 57412 | Knouse Solar Project 1 | PA | Cumberland | 1 | OP | Solar Photovoltaic | PV | Industrial Non-CHP | 6 | 3 | 2.8 | 1.3 | 12 | 2010 |  |  |  | Y | [6 empty] | 180 | 32 | 3.2 | Y | [5 empty] | Y | 3.2 | N
56751 | Yolo County of | 57422 | Yolo County Solar Project | CA | Yolo | 1 | OP | Solar Photovoltaic | PV | Commercial Non-CHP | 4 | 1 | 1 | 1 | 12 | 2010 |  |  | Y | [9 empty] | 1.1 | Y | [5 empty] | Y | 1 | N
65411 | Duke Energy Renewables Services | 57435 | Solar Star North Carolina II LLC | NC | Hertford | 1 | OP | Solar Photovoltaic | PV | IPP Non-CHP | 2 | 1.3 | 1 | 1 | 12 | 2011 |  | Y | [8 empty] | 180 |  | 1.5 | Y | [5 empty] | N |  | N
65411 | Duke Energy Renewables Services | 57435 | Solar Star North Carolina II LLC | NC | Hertford | 2 | OP | Solar Photovoltaic | PV | IPP Non-CHP | 2 | 1.3 | 1 | 1 | 12 | 2011 |  | Y | [8 empty] | 180 |  | 1.5 | Y | [5 empty] | N |  | N
65411 | Duke Energy Renewables Services | 57435 | Solar Star North Carolina II LLC | NC | Hertford | 3 | OP | Solar Photovoltaic | PV | IPP Non-CHP | 2 | 1.3 | 1 | 1 | 12 | 2011 |  | Y | [8 empty] | 180 |  | 1.5 | Y | [5 empty] | N |  | N
65411 | Duke Energy Renewables Services | 57435 | Solar Star North Carolina II LLC | NC | Hertford | 4 | OP | Solar Photovoltaic | PV | IPP Non-CHP | 2 | 1.3 | 1 | 1 | 12 | 2011 |  | Y | [8 empty] | 180 |  | 1.5 | Y | [5 empty] | N |  | N
65411 | Duke Energy Renewables Services | 57435 | Solar Star North Carolina II LLC | NC | Hertford | 5 | OP | Solar Photovoltaic | PV | IPP Non-CHP | 2 | 1.3 | 1 | 1 | 12 | 2011 |  | Y | [8 empty] | 180 |  | 1.5 | Y | [5 empty] | N |  | N
60281 | Altus Power America Management, LLC | 57438 | Solar Park Gainesville, LLC | FL | Alachua | 1 | OP | Solar Photovoltaic | PV | IPP Non-CHP | 2 | 1.6 | 1.6 | 1.6 | 7 | 2011 |  |  |  | Y | [6 empty] | 180 | 15 | 2 | Y | [5 empty] | N |  | N
64536 | Clearway Energy Operating LLC | 57439 | California Valley Solar Ranch | CA | San Luis Obispo | HPR2 | OP | Solar Photovoltaic | PV | IPP Non-CHP | 2 | 32.3 | 32.3 | 32.3 | 10 | 2013 |  | Y | N | [7 empty] | 90 | 0 | 39 | Y | [5 empty] | N |  | N
64536 | Clearway Energy Operating LLC | 57439 | California Valley Solar Ranch | CA | San Luis Obispo | HPR2A | OP | Solar Photovoltaic | PV | IPP Non-CHP | 2 | 21 | 21 | 21 | 9 | 2012 |  | Y | N | [7 empty] | 90 | 0 | 26.3 | Y | [5 empty] | N |  | N
64536 | Clearway Energy Operating LLC | 57439 | California Valley Solar Ranch | CA | San Luis Obispo | HPR2B | OP | Solar Photovoltaic | PV | IPP Non-CHP | 2 | 86.5 | 86.5 | 86.5 | 1 | 2013 |  | Y | N | [7 empty] | 90 | 0 | 113.3 | Y | [5 empty] | N |  | N
64536 | Clearway Energy Operating LLC | 57439 | California Valley Solar Ranch | CA | San Luis Obispo | HPR2C | OP | Solar Photovoltaic | PV | IPP Non-CHP | 2 | 70 | 70 | 70 | 10 | 2013 |  | Y | N | [7 empty] | 90 | 0 | 86.4 | Y | [5 empty] | N |  | N
64536 | Clearway Energy Operating LLC | 57439 | California Valley Solar Ranch | CA | San Luis Obispo | HPR2D | OP | Solar Photovoltaic | PV | IPP Non-CHP | 2 | 40 | 40 | 40 | 1 | 2013 |  | Y | N | [7 empty] | 90 | 0 | 47.9 | Y | [5 empty] | N |  | N
17609 | Southern California Edison Co | 57441 | Solar Photovoltaic Project #42 | CA | Tulare | S42A | OP | Solar Photovoltaic | PV | Electric Utility | 1 | 0.5 | 0.5 | 0.5 | 11 | 2012 |  |  |  | Y | [6 empty] | 180 | 25 | 0.7 | Y | [5 empty] | N |  | N
17609 | Southern California Edison Co | 57441 | Solar Photovoltaic Project #42 | CA | Tulare | S42B | OP | Solar Photovoltaic | PV | Electric Utility | 1 | 0.5 | 0.5 | 0.5 | 11 | 2012 |  |  |  | Y | [6 empty] | 180 | 25 | 0.7 | Y | [5 empty] | N |  | N
17609 | Southern California Edison Co | 57441 | Solar Photovoltaic Project #42 | CA | Tulare | S42C | OP | Solar Photovoltaic | PV | Electric Utility | 1 | 0.5 | 0.5 | 0.5 | 11 | 2012 |  |  |  | Y | [6 empty] | 180 | 25 | 0.7 | Y | [5 empty] | N |  | N
17609 | Southern California Edison Co | 57441 | Solar Photovoltaic Project #42 | CA | Tulare | S42D | OP | Solar Photovoltaic | PV | Electric Utility | 1 | 0.5 | 0.5 | 0.5 | 11 | 2012 |  |  |  | Y | [6 empty] | 180 | 25 | 0.7 | Y | [5 empty] | N |  | N
17609 | Southern California Edison Co | 57441 | Solar Photovoltaic Project #42 | CA | Tulare | S42E | OP | Solar Photovoltaic | PV | Electric Utility | 1 | 0.5 | 0.5 | 0.5 | 11 | 2012 |  |  |  | Y | [6 empty] | 180 | 25 | 0.7 | Y | [5 empty] | N |  | N
17609 | Southern California Edison Co | 57441 | Solar Photovoltaic Project #42 | CA | Tulare | S42F | OP | Solar Photovoltaic | PV | Electric Utility | 1 | 0.5 | 0.5 | 0.5 | 11 | 2012 |  |  |  | Y | [6 empty] | 180 | 25 | 0.7 | Y | [5 empty] | N |  | N
17609 | Southern California Edison Co | 57441 | Solar Photovoltaic Project #42 | CA | Tulare | S42G | OP | Solar Photovoltaic | PV | Electric Utility | 1 | 0.5 | 0.5 | 0.5 | 11 | 2012 |  |  |  | Y | [6 empty] | 180 | 25 | 0.7 | Y | [5 empty] | N |  | N
17609 | Southern California Edison Co | 57441 | Solar Photovoltaic Project #42 | CA | Tulare | S42H | OP | Solar Photovoltaic | PV | Electric Utility | 1 | 0.5 | 0.5 | 0.5 | 11 | 2012 |  |  |  | Y | [6 empty] | 180 | 25 | 0.7 | Y | [5 empty] | N |  | N
17609 | Southern California Edison Co | 57441 | Solar Photovoltaic Project #42 | CA | Tulare | S42I | OP | Solar Photovoltaic | PV | Electric Utility | 1 | 0.5 | 0.5 | 0.5 | 11 | 2012 |  |  |  | Y | [6 empty] | 180 | 25 | 0.7 | Y | [5 empty] | N |  | N
17609 | Southern California Edison Co | 57441 | Solar Photovoltaic Project #42 | CA | Tulare | S42J | OP | Solar Photovoltaic | PV | Electric Utility | 1 | 0.5 | 0.5 | 0.5 | 11 | 2012 |  |  |  | Y | [6 empty] | 180 | 25 | 0.7 | Y | [5 empty] | N |  | N
62968 | Silver State Solar Power North, LLC | 57442 | Silver State Solar Power North | NV | Clark | 56188 | OP | Solar Photovoltaic | PV | IPP Non-CHP | 2 | 52 | 50 | 50 | 5 | 2012 |  |  |  | Y | [6 empty] | 180 | 25 | 63.5 |  | Y |  |  |  |  | N |  | N
56769 | Consolidated Edison Development Inc. | 57448 | Pilesgrove | NJ | Salem | PILE | OP | Solar Photovoltaic | PV | IPP Non-CHP | 2 | 18 | 17.7 | 17.7 | 8 | 2011 |  |  |  | Y | [6 empty] | 180 | 25 | 20 | Y | [5 empty] | N |  | N
57271 | NRG Solar Borrego I | 57455 | Solar Borrego I | CA | San Diego | SB1 | OP | Solar Photovoltaic | PV | IPP Non-CHP | 2 | 26 | 26 | 26 | 2 | 2013 |  | Y | [8 empty] | 45 | 45 | 26.5 | Y | [5 empty] | N |  | N
56777 | Avidan Energy Solutions | 57458 | 145 Talmadge Solar | NJ | Middlesex | 1 | OP | Solar Photovoltaic | PV | IPP Non-CHP | 2 | 3.8 | 3.8 | 3.8 | 4 | 2011 |  |  |  | Y | [6 empty] | 155 | 10 | 4.3 | Y | [5 empty] | Y | 2.1 | N
65411 | Duke Energy Renewables Services | 57461 | Martins Creek Solar NC, LLC | NC | Cherokee | 1 | OP | Solar Photovoltaic | PV | IPP Non-CHP | 2 | 0.9 | 0.9 | 0.9 | 3 | 2011 |  |  |  | Y | [6 empty] | 180 | 10 | 1 | Y | [5 empty] | N |  | N
56780 | Enfinity BNB Napoleon Solar LLC | 57462 | Napoleon Solar I | OH | Henry | 1 | OP | Solar Photovoltaic | PV | IPP Non-CHP | 2 | 8 | 8 | 8 | 12 | 2011 |  | Y | [8 empty] | 180 | 0 | 9.8 | Y | [5 empty] | N |  | N
56783 | Romark Logistics of PA Inc. | 57465 | Romark PA Solar | PA | Luzerne | 1 | OP | Solar Photovoltaic | PV | Commercial Non-CHP | 4 | 1.8 | 1.8 | 1.8 | 11 | 2011 |  |  |  | Y | [6 empty] | 180 | 10 | 2 | Y | [5 empty] | N |  | N
56769 | Consolidated Edison Development Inc. | 57471 | Murray Hill Solar | NJ | Union | MHNJ | OP | Solar Photovoltaic | PV | IPP Non-CHP | 2 | 1 | 1 | 1 | 5 | 2011 |  | Y | [8 empty] | 180 | 25 | 1.1 | Y | [5 empty] | Y | 1 | N
56769 | Consolidated Edison Development Inc. | 57473 | Dartmouth Solar | MA | Bristol | DSMA | OP | Solar Photovoltaic | PV | IPP Non-CHP | 2 | 1.6 | 1.6 | 1.6 | 3 | 2011 |  |  |  | Y | [6 empty] | 180 | 25 | 2 | Y | [5 empty] | Y | 2 | N
56795 | Chittenden County Solar Partners LLC | 57481 | Chittenden County Solar Partners | VT | Chittenden | 01 | OP | Solar Photovoltaic | PV | IPP Non-CHP | 2 | 2.2 | 2.2 | 2.2 | 5 | 2011 |  |  | Y | [9 empty] | 2.2 | Y | [5 empty] | N |  | N
56769 | Consolidated Edison Development Inc. | 57485 | Flemington Solar | NJ | Hunterdon | FSNJ | OP | Solar Photovoltaic | PV | IPP Non-CHP | 2 | 8 | 7.9 | 7.9 | 12 | 2011 |  |  |  | Y | [6 empty] | 180 | 25 | 10 | Y | [5 empty] | N |  | N
56769 | Consolidated Edison Development Inc. | 57486 | Frenchtown I Solar | NJ | Hunterdon | F1NJ | OP | Solar Photovoltaic | PV | IPP Non-CHP | 2 | 3 | 3 | 3 | 1 | 2012 |  |  |  | Y | [6 empty] | 180 | 25 | 3.5 | Y | [5 empty] | N |  | N
56769 | Consolidated Edison Development Inc. | 57487 | Frenchtown II Solar | NJ | Hunterdon | F2NJ | OP | Solar Photovoltaic | PV | IPP Non-CHP | 2 | 3 | 3 | 3 | 12 | 2011 |  |  |  | Y | [6 empty] | 180 | 25 | 3.5 | Y | [5 empty] | N |  | N
56769 | Consolidated Edison Development Inc. | 57488 | Lebanon Solar | NJ | Hunterdon | LSNJ | OP | Solar Photovoltaic | PV | IPP Non-CHP | 2 | 2 | 2 | 2 | 12 | 2011 |  |  |  | Y | [6 empty] | 180 | 25 | 2.5 | Y | [5 empty] | N |  | N
56819 | CSOLAR IV South LLC | 57490 | Imperial Solar Energy Center South | CA | Imperial | 56819 | OP | Solar Photovoltaic | PV | IPP Non-CHP | 2 | 128.9 | 128.9 | 128.9 | 11 | 2013 |  |  |  | Y | [6 empty] | 180 | 25 | 172.2 |  | Y |  |  |  |  | N |  | N
57260 | CSOLAR IV West LLC | 57491 | Imperial Solar Energy Center West | CA | Imperial | 56819 | OP | Solar Photovoltaic | PV | IPP Non-CHP | 2 | 148.7 | 148.7 | 148.7 | 4 | 2016 |  | Y | [8 empty] | 180 | 0 | 182.3 |  | Y |  |  |  |  | N |  | N
56816 | Masser Farms Realty Ltd | 57494 | Masser Farms Realty Solar | PA | Schuylkill | MFRS | OP | Solar Photovoltaic | PV | IPP Non-CHP | 2 | 1 | 1 | 0.7 | 5 | 2011 |  |  |  | Y | [6 empty] | 120 | 30 | 1.2 | Y | [5 empty] | N |  | Y | 0.1
14328 | Pacific Gas & Electric Co. | 57497 | Stroud Solar Station | CA | Fresno | 1 | OP | Solar Photovoltaic | PV | Electric Utility | 1 | 20 | 20 | 20 | 9 | 2011 |  |  |  | Y | [6 empty] | 180 | 25 | 24.6 | Y | [5 empty] | N |  | N
14328 | Pacific Gas & Electric Co. | 57498 | Five Points Solar Station | CA | Fresno | 1 | OP | Solar Photovoltaic | PV | Electric Utility | 1 | 15 | 15 | 15 | 9 | 2011 |  |  |  | Y | [6 empty] | 180 | 25 | 17.6 | Y | [5 empty] | N |  | N
14328 | Pacific Gas & Electric Co. | 57499 | Westside Solar Station | CA | Fresno | 1 | OP | Solar Photovoltaic | PV | Electric Utility | 1 | 15 | 15 | 15 | 8 | 2011 |  |  |  | Y | [6 empty] | 180 | 25 | 18.5 | Y | [5 empty] | N |  | N
61219 | Longroad Energy Services LLC | 57506 | FRV SI Transport Solar LP | CA | Sacramento | SEIM | OP | Solar Photovoltaic | PV | IPP Non-CHP | 2 | 1 | 1 | 1 | 8 | 2010 |  |  |  | Y | [6 empty] | 180 | 5 | 1.2 | Y | [5 empty] | N |  | N
56828 | RV CSU Power II LLC | 57507 | RV CSU Power II LLC | CO | Larimer | CSUII | OP | Solar Photovoltaic | PV | Commercial Non-CHP | 4 | 3 | 3 | 3 | 12 | 2010 |  |  |  | Y | [6 empty] | 180 | 25 | 3.3 | Y | [5 empty] | N |  | N
56830 | Carson Solar 1 LLC | 57509 | Carson Solar I | CO | El Paso | 1 | OP | Solar Photovoltaic | PV | IPP Non-CHP | 2 | 2 | 1.5 | 1.4 | 12 | 2007 |  |  |  | Y | N | [5 empty] | 180 | 25 | 2 | Y | [5 empty] | N |  | N
56856 | Trexlertown Solar Array North and South | 57519 | Trexlertown Solar Array North and South | PA | Lehigh | GEN1 | OP | Solar Photovoltaic | PV | Industrial Non-CHP | 6 | 1.9 | 1.9 | 1.4 | 6 | 2011 |  |  |  | Y | [6 empty] | 150 | 30 | 2 |  |  | Y |  |  |  | N |  | N
14328 | Pacific Gas & Electric Co. | 57521 | Giffen | CA | Fresno | 1 | OP | Solar Photovoltaic | PV | Electric Utility | 1 | 10 | 10 | 10 | 6 | 2012 |  |  |  | Y | [6 empty] | 180 | 25 | 13.1 | Y | [5 empty] | N |  | N
14328 | Pacific Gas & Electric Co. | 57522 | Cantua Solar Station | CA | Fresno | 1 | OP | Solar Photovoltaic | PV | Electric Utility | 1 | 20 | 20 | 20 | 6 | 2012 |  |  |  | Y | [6 empty] | 180 | 25 | 26.3 | Y | [5 empty] | N |  | N
14328 | Pacific Gas & Electric Co. | 57523 | Huron Solar Station | CA | Fresno | 1 | OP | Solar Photovoltaic | PV | Electric Utility | 1 | 20 | 20 | 20 | 6 | 2012 |  |  |  | Y | [6 empty] | 180 | 25 | 26.8 | Y | [5 empty] | N |  | N
56857 | SunE M5C Holdings LLC | 57524 | Roger Road WWTP | AZ | Pima | 1 | OP | Solar Photovoltaic | PV | IPP Non-CHP | 2 | 1.1 | 0.9 | 0.9 | 8 | 2010 |  | Y | [8 empty] | 0 | 0 | 1.1 | Y | [5 empty] | Y | 1 | N
56863 | Kapaa Solar LLC | 57525 | Kapaa Photovoltaic Project | HI | Kauai | KSPV | OP | Solar Photovoltaic | PV | IPP Non-CHP | 2 | 1 | 1 | 1 | 12 | 2010 |  |  |  | Y | [6 empty] | 180 | 20 | 1.2 | Y | [5 empty] | Y | 1.2 | N
17609 | Southern California Edison Co | 57534 | Solar Photovoltaic Project #32 | CA | San Bernardino | S32A | OP | Solar Photovoltaic | PV | Electric Utility | 1 | 0.5 | 0.5 | 0.5 | 2 | 2015 |  |  |  | Y | [6 empty] | 180 | 10 | 0.6 | Y | [5 empty] | N |  | N
17609 | Southern California Edison Co | 57534 | Solar Photovoltaic Project #32 | CA | San Bernardino | S32B | OP | Solar Photovoltaic | PV | Electric Utility | 1 | 0.5 | 0.5 | 0.5 | 2 | 2015 |  |  |  | Y | [6 empty] | 180 | 10 | 0.6 | Y | [5 empty] | N |  | N
17609 | Southern California Edison Co | 57534 | Solar Photovoltaic Project #32 | CA | San Bernardino | S32C | OP | Solar Photovoltaic | PV | Electric Utility | 1 | 0.5 | 0.5 | 0.5 | 2 | 2015 |  |  |  | Y | [6 empty] | 180 | 10 | 0.6 | Y | [5 empty] | N |  | N
17609 | Southern California Edison Co | 57535 | Solar Photovoltaic Project #33 | CA | San Bernardino | S33A | OP | Solar Photovoltaic | PV | Electric Utility | 1 | 0.5 | 0.5 | 0.5 | 1 | 2015 |  |  |  | Y | [6 empty] | 180 | 10 | 0.6 | Y | [5 empty] | N |  | N
17609 | Southern California Edison Co | 57535 | Solar Photovoltaic Project #33 | CA | San Bernardino | S33B | OP | Solar Photovoltaic | PV | Electric Utility | 1 | 0.5 | 0.5 | 0.5 | 1 | 2015 |  |  |  | Y | [6 empty] | 180 | 10 | 0.6 | Y | [5 empty] | N |  | N
56892 | Solar Star Colorado II LLC | 57554 | AFA Solar Farm | CO | El Paso | AFA1 | OP | Solar Photovoltaic | PV | IPP Non-CHP | 2 | 5.5 | 5.5 | 5.5 | 3 | 2011 |  | Y | [8 empty] | 0 | 0 | 6 | Y | [5 empty] | N |  | N
19728 | UNS Electric, Inc | 57556 | La Senita | AZ | Mohave | 1 | OP | Solar Photovoltaic | PV | Electric Utility | 1 | 1 | 1 | 1 | 11 | 2011 |  | Y |  | N | [6 empty] | 180 | 25 | 1.2 | Y | [5 empty] | N |  | N
65411 | Duke Energy Renewables Services | 57559 | Sunset Reservoir North Basin | CA | San Francisco | 1 | OP | Solar Photovoltaic | PV | IPP Non-CHP | 2 | 4.5 | 4.5 | 4.5 | 9 | 2010 |  |  |  | Y | [6 empty] | 180 | 6 | 5 | Y | [5 empty] | N |  | N
803 | Arizona Public Service Co | 57560 | Chino Solar Valley | AZ | Yavapai | PV1 | OP | Solar Photovoltaic | PV | Electric Utility | 1 | 19 | 19 | 19 | 12 | 2012 |  | Y | [8 empty] | 0 | 0 | 21 | Y | [5 empty] | N |  | N
803 | Arizona Public Service Co | 57561 | Cotton Center Solar Hybrid | AZ | Maricopa | PV1 | OP | Solar Photovoltaic | PV | Electric Utility | 1 | 17 | 17 | 17 | 11 | 2011 |  | Y | [8 empty] | 0 | 0 | 21 | Y | [5 empty] | N |  | N
803 | Arizona Public Service Co | 57562 | Paloma Solar Hybrid | AZ | Maricopa | PV1 | OP | Solar Photovoltaic | PV | Electric Utility | 1 | 17.6 | 17.6 | 17.6 | 9 | 2011 |  | N |  | Y | [6 empty] | 190 | 25 | 22.5 |  | Y |  |  |  |  | N |  | N
803 | Arizona Public Service Co | 57563 | Hyder Solar Hybrid | AZ | Yuma | PV1 | OP | Solar Photovoltaic | PV | Electric Utility | 1 | 17 | 17 | 17 | 11 | 2011 |  | Y | [8 empty] | 0 | 0 | 18.8 | Y | [5 empty] | N |  | N
803 | Arizona Public Service Co | 57563 | Hyder Solar Hybrid | AZ | Yuma | PV2 | OP | Solar Photovoltaic | PV | Electric Utility | 1 | 15 | 14 | 14 | 2 | 2012 |  | Y | [8 empty] | 0 | 0 | 20.8 | Y | [5 empty] | N |  | N
65411 | Duke Energy Renewables Services | 57565 | RP-Orlando, LLC | FL | Orange | 1 | OP | Solar Photovoltaic | PV | IPP Non-CHP | 2 | 5.1 | 5.1 | 5.1 | 12 | 2011 |  | Y | [8 empty] | 180 |  | 5.9 | Y | [5 empty] | N |  | N
59300 | PNM Resources | 57567 | Albuquerque Solar Energy Center | NM | Bernalillo | ASEC1 | OP | Solar Photovoltaic | PV | Electric Utility | 1 | 2 | 2 | 2 | 4 | 2011 |  |  |  | Y | [6 empty] | 180 | 25 | 2.4 |  | Y |  |  |  |  | N |  | N
59300 | PNM Resources | 57571 | Los Lunas Solar Energy Center | NM | Valencia | LLSEC | OP | Solar Photovoltaic | PV | Electric Utility | 1 | 5 | 5 | 5 | 6 | 2011 |  |  |  | Y | [6 empty] | 180 | 25 | 6.4 |  | Y |  |  |  |  | N |  | N
59300 | PNM Resources | 57571 | Los Lunas Solar Energy Center | NM | Valencia | LMS2 | OP | Solar Photovoltaic | PV | Electric Utility | 1 | 2 | 2 | 2 | 10 | 2013 |  |  |  | Y | [6 empty] | 180 | 25 | 2.5 |  | Y |  |  |  |  | N |  | N
61944 | MN8 Energy LLC | 57574 | ETS Ewing Solar Facility | NJ | Mercer | ETS1 | OP | Solar Photovoltaic | PV | IPP Non-CHP | 2 | 1.3 | 1.3 | 1.3 | 6 | 2010 |  |  |  | Y | [6 empty] | 153 | 5 | 1.4 | Y | [5 empty] | Y | 1.4 | N
59300 | PNM Resources | 57575 | Deming Solar Energy Center | NM | Luna | DSEC | OP | Solar Photovoltaic | PV | Electric Utility | 1 | 5 | 5 | 5 | 8 | 2011 |  |  |  | Y | [6 empty] | 180 | 25 | 6.2 |  | Y |  |  |  |  | N |  | N
59300 | PNM Resources | 57575 | Deming Solar Energy Center | NM | Luna | HON2 | OP | Solar Photovoltaic | PV | Electric Utility | 1 | 4 | 4 | 4 | 11 | 2013 |  |  |  | Y | [6 empty] | 180 | 25 | 5 |  | Y |  |  |  |  | N |  | N
59300 | PNM Resources | 57576 | Las Vegas Solar Energy Center | NM | San Miguel | LVSEC | OP | Solar Photovoltaic | PV | Electric Utility | 1 | 5 | 5 | 5 | 11 | 2011 |  |  |  | Y | [6 empty] | 180 | 25 | 6.4 |  | Y |  |  |  |  | N |  | N
59300 | PNM Resources | 57577 | Alamogordo Solar Energy Center | NM | Otero | AGSEC | OP | Solar Photovoltaic | PV | Electric Utility | 1 | 5 | 4.9 | 4.9 | 10 | 2011 |  |  |  | Y | [6 empty] | 180 | 25 | 6.4 |  | Y |  |  |  |  | N |  | N
17573 | South San Joaquin Irr District | 57579 | Robert O Schulz Solar Farm | CA | Stanislaus | 1 | OP | Solar Photovoltaic | PV | Electric Utility | 1 | 0.9 | 0.9 | 0.9 | 5 | 2008 |  |  | Y | [9 empty] | 1.2 | Y | [5 empty] | Y | 1.2 | N
17573 | South San Joaquin Irr District | 57579 | Robert O Schulz Solar Farm | CA | Stanislaus | 2 | OP | Solar Photovoltaic | PV | Electric Utility | 1 | 0.4 | 0.4 | 0.4 | 5 | 2009 |  |  | Y | [9 empty] | 0.4 |  | Y |  |  |  |  | Y | 0.4 | N
56917 | Broadridge Customer Communications | 57580 | Broadridge Cogen | CA | El Dorado | PV1 | OP | Solar Photovoltaic | PV | IPP CHP | 3 | 0.5 | 0.5 | 0.5 | 12 | 2011 | [9 empty] | Y |  |  | 0.6 |  | N | Y |  |  |  | Y | 0.3 | N
56917 | Broadridge Customer Communications | 57580 | Broadridge Cogen | CA | El Dorado | PV2 | OP | Solar Photovoltaic | PV | IPP CHP | 3 | 0.5 | 0.5 | 0.5 | 12 | 2011 | [9 empty] | Y |  |  | 0.5 |  | N | Y |  |  |  | Y | 0.5 | N
15477 | Public Service Elec & Gas Co | 57588 | Matrix Stults Road Solar Facility | NJ | Middlesex | STULT | OP | Solar Photovoltaic | PV | Electric Utility | 1 | 2.6 | 2.6 | 2.6 | 6 | 2011 |  |  |  | Y | [6 empty] | 194 | 10 | 3 | Y | [5 empty] | N |  | N
56924 | Long Island Solar Farm LLC | 57589 | Long Island Solar Farm LLC | NY | Suffolk | 9WUBN | OP | Solar Photovoltaic | PV | IPP Non-CHP | 2 | 31.5 | 31.5 | 31.5 | 12 | 2011 |  |  |  | Y | [6 empty] | 180 | 28 | 37.7 | Y | [5 empty] | N |  | N
56926 | Hatch Solar Energy Center I, LLC | 57591 | Hatch Solar Energy Center I, LLC | NM | Dona Ana | 1 | OP | Solar Photovoltaic | PV | IPP Non-CHP | 2 | 5 | 5 | 5 | 6 | 2011 | N |  | Y |  |  |  | N | [5 empty] | 5.6 | Y |  |  |  |  | N | N |  | N
64045 | Alliance HP Virginia Drive LLC | 57640 | 500 Virginia Solar | PA | Montgomery | 1 | OP | Solar Photovoltaic | PV | IPP Non-CHP | 2 | 1 | 1 | 1 | 7 | 2011 | N |  |  | Y | [6 empty] | 220 | 10 | 1 | Y | [5 empty] | N |  | N
56974 | Denver Airport Solar, LLC | 57645 | City & County of Denver at Denver Int'l | CO | Denver | PV1 | OP | Solar Photovoltaic | PV | IPP Non-CHP | 2 | 3.4 | 3.4 | 3.4 | 6 | 2011 |  |  |  | Y | [6 empty] | 180 | 25 | 4.5 | Y | [5 empty] | Y | 4.5 | N
56975 | Luminace Solar Maryland, LLC | 57646 | McCormick & Co. Inc. at Belcamp | MD | Harford | PV1 | OP | Solar Photovoltaic | PV | IPP Non-CHP | 2 | 1.4 | 1.4 | 1.4 | 12 | 2010 |  |  |  | Y | [6 empty] | 180 | 20 | 1.8 | Y | [5 empty] | Y | 1.8 | N
56976 | Luminace Solar New Jersey II, LLC | 57647 | Toys R Us- DE, Inc. at Mt. Olive, NJ | NJ | Morris | PV1 | OP | Solar Photovoltaic | PV | IPP Non-CHP | 2 | 4.1 | 4.1 | 4.1 | 12 | 2011 |  |  |  | Y | [6 empty] | 0 | 0 | 5.4 |  |  | Y |  |  |  | Y | 5.4 | N
56980 | Regulus Solar, LLC | 57650 | Regulus Solar Project | CA | Kern | FRV4 | OP | Solar Photovoltaic | PV | IPP Non-CHP | 2 | 60 | 60 | 60 | 11 | 2014 |  | Y | [8 empty] | 0 | 0 | 81.6 | Y | [5 empty] | N |  | N
17650 | Southern Power Co | 57651 | Adobe Solar | CA | KERN | FRV3 | OP | Solar Photovoltaic | PV | IPP Non-CHP | 2 | 20 | 20 | 20 | 5 | 2014 |  | Y | [8 empty] | 90 |  | 26.4 | Y | [5 empty] | N |  | N
60531 | Standard Solar | 57652 | Yamhill Solar LLC | OR | Yamhill | 1 | OP | Solar Photovoltaic | PV | IPP Non-CHP | 2 | 1 | 1 | 1 | 10 | 2011 |  |  |  | Y | [6 empty] | 175 | 28 | 1.2 | Y | [5 empty] | N |  | N
56982 | Kern Community College District | 57655 | Bakersfield College Solar 01 | CA | Kern | BC01 | OP | Solar Photovoltaic | PV | Commercial Non-CHP | 4 | 1.1 | 1.1 | 1.1 | 11 | 2010 |  | Y | [8 empty] | 1 | 1 | 1.4 | Y | [5 empty] | Y | 1 | N
56984 | Temescal Canyon RV, LLC | 57656 | Temescal Canyon RV, LLC | CA | Riverside | 1 | OP | Solar Photovoltaic | PV | IPP Non-CHP | 2 | 1.5 | 1.5 | 1.5 | 5 | 2011 |  |  |  | Y | [6 empty] | 225 | 2 | 1.8 | Y | [5 empty] | N |  | N
64614 | Avra Valley Solar | 57657 | Avra Valley Solar | AZ | Pima | 1 | OP | Solar Photovoltaic | PV | IPP Non-CHP | 2 | 25 | 25 | 25 | 1 | 2013 |  | Y | [8 empty] | 180 | 0 | 26.5 |  | Y |  |  |  |  | N |  | N
65411 | Duke Energy Renewables Services | 57659 | East Blackland Solar Project 1 | TX | Travis | PSF | OP | Solar Photovoltaic | PV | IPP Non-CHP | 2 | 144 | 144 | 144 | 7 | 2021 |  | Y | [8 empty] | 180 |  | 186 | Y | [5 empty] | N |  | N
56990 | NJR Clean Energy Ventures Corporation | 57660 | Vineland Mays Landing Solar | NJ | Cumberland | VNLND | OP | Solar Photovoltaic | PV | IPP Non-CHP | 2 | 4 | 4 | 4 | 10 | 2011 |  | Y |  | N | [6 empty] | 90 | 0 | 4.7 | Y | [5 empty] | N |  | N
56990 | NJR Clean Energy Ventures Corporation | 57661 | Manalapan Village Solar | NJ | Monmouth | MANVL | OP | Solar Photovoltaic | PV | IPP Non-CHP | 2 | 3.5 | 3.5 | 3.5 | 12 | 2011 |  |  |  | Y | [6 empty] | 180 | 20 | 3.6 | Y | [5 empty] | N |  | N
56990 | NJR Clean Energy Ventures Corporation | 57662 | McGraw Hill Solar | NJ | Mercer | MCGRH | OP | Solar Photovoltaic | PV | IPP Non-CHP | 2 | 12 | 12 | 12 | 12 | 2011 |  |  |  | Y | [6 empty] | 180 | 25 | 14.1 | Y | [5 empty] | Y | 14.1 | N
61944 | MN8 Energy LLC | 57667 | Seabrook Solar Plant | NJ | Cumberland | P21A | OP | Solar Photovoltaic | PV | IPP Non-CHP | 2 | 1.5 | 1.5 | 1.5 | 12 | 2011 |  |  |  | Y | [6 empty] | 180 | 20 | 1.7 | Y | [5 empty] | Y | 1.7 | N
61944 | MN8 Energy LLC | 57667 | Seabrook Solar Plant | NJ | Cumberland | P21B | OP | Solar Photovoltaic | PV | IPP Non-CHP | 2 | 1.5 | 1.5 | 1.5 | 4 | 2014 |  |  |  | Y | [6 empty] | 180 | 20 | 1.9 | Y | [5 empty] | Y | 1.9 | N
61944 | MN8 Energy LLC | 57667 | Seabrook Solar Plant | NJ | Cumberland | P2P2 | OP | Solar Photovoltaic | PV | IPP Non-CHP | 2 | 0.8 | 0.8 | 0.8 | 4 | 2014 |  |  |  | Y | [6 empty] | 180 | 20 | 0.9 | Y | [5 empty] | Y | 0.8 | N
61944 | MN8 Energy LLC | 57667 | Seabrook Solar Plant | NJ | Cumberland | SBS1 | OP | Solar Photovoltaic | PV | IPP Non-CHP | 2 | 3 | 3 | 3 | 3 | 2011 |  |  |  | Y | [6 empty] | 180 | 20 | 3.1 | Y | [5 empty] | Y | 3.1 | N
56994 | Carlisle Area School District | 57668 | CASD Solar | PA | Cumberland | CASDE | OP | Solar Photovoltaic | PV | Commercial Non-CHP | 4 | 0.9 | 0.9 | 0.9 | 10 | 2010 |  |  | Y | Y | [6 empty] | 172 | 30 | 1 | Y | [5 empty] | Y | 0.6 | Y | 0.3
56994 | Carlisle Area School District | 57668 | CASD Solar | PA | Cumberland | CASDW | OP | Solar Photovoltaic | PV | Commercial Non-CHP | 4 | 0.4 | 0.4 | 0.4 | 10 | 2010 |  |  | Y | Y | [6 empty] | 172 | 30 | 0.4 | Y | [5 empty] | N |  | Y | 0.4
56995 | Sacramento PV Energy, LLC | 57669 | SMUD at Grundman | CA | Sacramento | PV1 | OP | Solar Photovoltaic | PV | IPP Non-CHP | 2 | 17 | 18 | 17 | 12 | 2011 |  |  |  | Y | [6 empty] | 210 | 20 | 21.9 |  | Y |  |  |  |  | Y | 21.9 | N
56995 | Sacramento PV Energy, LLC | 57670 | SMUD at Van Conett | CA | Sacramento | PV1 | OP | Solar Photovoltaic | PV | IPP Non-CHP | 2 | 2.9 | 2.9 | 2.9 | 12 | 2011 |  |  |  | Y | [6 empty] | 210 | 20 | 3.7 |  | Y |  |  |  |  | Y | 3.7 | N
56995 | Sacramento PV Energy, LLC | 57671 | SMUD at Fleshman | CA | Sacramento | PV1 | OP | Solar Photovoltaic | PV | IPP Non-CHP | 2 | 2.9 | 2.9 | 2.9 | 12 | 2011 |  |  |  | Y | [6 empty] | 210 | 20 | 3.7 |  | Y |  |  |  |  | Y | 3.7 | N
56998 | Macys Corporate Services, Inc | 57673 | Macys Goodyear | AZ | Maricopa | 1 | OP | Solar Photovoltaic | PV | Commercial Non-CHP | 4 | 3.5 | 3.5 | 3.5 | 12 | 2010 |  |  |  | Y | [6 empty] | 180 | 7 | 3.5 | Y | [5 empty] | N |  | N
56999 | Western Massachusetts Electric Company | 57674 | Indian Orchard PV Facility | MA | Hampden | 1 | OP | Solar Photovoltaic | PV | Electric Utility | 1 | 1.9 | 1.9 | 1.9 | 12 | 2011 |  |  |  | Y | [6 empty] | 180 | 20 | 2.3 | Y | [5 empty] | N |  | N
56999 | Western Massachusetts Electric Company | 57676 | Silver Lake Solar Photovoltaic Facility | MA | Berkshire | 1 | OP | Solar Photovoltaic | PV | Electric Utility | 1 | 1.5 | 1.5 | 1.5 | 12 | 2010 |  |  |  | Y | [6 empty] | 180 | 20 | 1.8 | Y | [5 empty] | N |  | N
65411 | Duke Energy Renewables Services | 57677 | Murphy Farm Power, LLC | NC | Cherokee | 1 | OP | Solar Photovoltaic | PV | IPP Non-CHP | 2 | 0.9 | 0.9 | 0.9 | 5 | 2011 |  |  |  | Y | [6 empty] | 180 | 30 | 1 | Y | [5 empty] | N |  | N
61230 | Arevon Energy, Inc. | 57680 | Arlington Valley Solar Energy II | AZ | Maricopa | AVSE1 | OP | Solar Photovoltaic | PV | IPP Non-CHP | 2 | 19 | 18.5 | 18.5 | 4 | 2013 |  | Y |  | N | [6 empty] | 90 |  | 26.1 | Y | [5 empty] | N |  | N
61230 | Arevon Energy, Inc. | 57680 | Arlington Valley Solar Energy II | AZ | Maricopa | AVSE2 | OP | Solar Photovoltaic | PV | IPP Non-CHP | 2 | 28 | 27.3 | 27.3 | 4 | 2013 |  | Y |  | N | [6 empty] | 90 |  | 38.5 | Y | [5 empty] | N |  | N
61230 | Arevon Energy, Inc. | 57680 | Arlington Valley Solar Energy II | AZ | Maricopa | AVSE3 | OP | Solar Photovoltaic | PV | IPP Non-CHP | 2 | 28 | 27.3 | 27.3 | 5 | 2013 |  | Y |  | N | [6 empty] | 90 |  | 38.4 | Y | [5 empty] | N |  | N
61230 | Arevon Energy, Inc. | 57680 | Arlington Valley Solar Energy II | AZ | Maricopa | AVSE4 | OP | Solar Photovoltaic | PV | IPP Non-CHP | 2 | 26 | 25 | 25 | 8 | 2013 |  | Y |  | N | [6 empty] | 90 |  | 33.5 | Y | [5 empty] | N |  | N
61230 | Arevon Energy, Inc. | 57680 | Arlington Valley Solar Energy II | AZ | Maricopa | AVSE5 | OP | Solar Photovoltaic | PV | IPP Non-CHP | 2 | 28 | 27.3 | 27.3 | 8 | 2013 |  | Y |  | N | [6 empty] | 90 |  | 38.4 | Y | [5 empty] | N |  | N
57005 | SunE NLB-2, LLC | 57681 | City of Boulder WWTP | CO | Boulder | 1 | OP | Solar Photovoltaic | PV | IPP Non-CHP | 2 | 1 | 0.9 | 0.9 | 6 | 2010 |  |  |  | Y | [6 empty] | 180 | 30 | 1 | Y | [5 empty] | N |  | N
57006 | SunE GIL1, LLC | 57682 | City of Madera WWTP | CA | Madera | 1 | OP | Solar Photovoltaic | PV | IPP Non-CHP | 2 | 1.2 | 1 | 1 | 9 | 2009 |  |  | Y | [9 empty] | 1.2 | Y | [5 empty] | Y | 1 | N
57007 | SunE WF3-ST Holdings, LLC | 57683 | Staples La Mirada, CA | CA | Los Angeles | 1 | OP | Solar Photovoltaic | PV | IPP Non-CHP | 2 | 1.1 | 0.9 | 0.9 | 3 | 2009 |  |  |  | Y | [6 empty] | 180 | 20 | 1.1 | Y | [5 empty] | Y | 1 | N
65411 | Duke Energy Renewables Services | 57687 | CS Murphy Point, LLC | NC | Cherokee | 1 | OP | Solar Photovoltaic | PV | IPP Non-CHP | 2 | 0.9 | 0.9 | 0.9 | 8 | 2011 |  |  |  | Y | [6 empty] | 180 | 30 | 1 | Y | [5 empty] | N |  | N
59874 | Topaz Solar Farms LLC | 57695 | Topaz Solar Farm | CA | San Luis Obispo | TPZ1 | OP | Solar Photovoltaic | PV | IPP Non-CHP | 2 | 129.8 | 129.8 | 129.8 | 4 | 2013 |  |  |  | Y | [6 empty] | 180 | 25 | 166 |  | Y |  |  |  |  | N |  | N
59874 | Topaz Solar Farms LLC | 57695 | Topaz Solar Farm | CA | San Luis Obispo | TPZ2 | OP | Solar Photovoltaic | PV | IPP Non-CHP | 2 | 151.2 | 151.2 | 151.2 | 6 | 2013 |  |  |  | Y | [6 empty] | 180 | 25 | 191.9 |  | Y |  |  |  |  | N |  | N
59874 | Topaz Solar Farms LLC | 57695 | Topaz Solar Farm | CA | San Luis Obispo | TPZ3 | OP | Solar Photovoltaic | PV | IPP Non-CHP | 2 | 102.1 | 102.1 | 102.1 | 1 | 2014 |  |  |  | Y | [6 empty] | 180 | 25 | 131.4 |  | Y |  |  |  |  | N |  | N
59874 | Topaz Solar Farms LLC | 57695 | Topaz Solar Farm | CA | San Luis Obispo | TPZ4 | OP | Solar Photovoltaic | PV | IPP Non-CHP | 2 | 90.3 | 90.3 | 90.3 | 11 | 2014 |  |  |  | Y | [6 empty] | 180 | 25 | 116.1 |  | Y |  |  |  |  | N |  | N
59874 | Topaz Solar Farms LLC | 57695 | Topaz Solar Farm | CA | San Luis Obispo | TPZ5 | OP | Solar Photovoltaic | PV | IPP Non-CHP | 2 | 112.5 | 112.5 | 112.5 | 10 | 2014 |  |  |  | Y | [6 empty] | 180 | 25 | 146.7 |  | Y |  |  |  |  | N |  | N
60281 | Altus Power America Management, LLC | 57697 | Aerojet I | CA | Sacramento | 1 | OP | Solar Photovoltaic | PV | IPP Non-CHP | 2 | 3 | 3 | 3 | 12 | 2009 |  | Y | [8 empty] | 225 | 45 | 3.6 | Y | [5 empty] | N |  | N
60281 | Altus Power America Management, LLC | 57698 | Aerojet II | CA | Sacramento | 1 | OP | Solar Photovoltaic | PV | IPP Non-CHP | 2 | 2.2 | 2.2 | 2.2 | 6 | 2010 |  | Y | [8 empty] | 225 | 45 | 2.4 | Y | [5 empty] | N |  | N
57021 | FRV AE Solar LLC | 57699 | Webberville Solar Project | TX | Travis | AES1 | OP | Solar Photovoltaic | PV | IPP Non-CHP | 2 | 30 | 30 | 30 | 12 | 2011 |  | Y | [8 empty] | 180 | 0 | 35 | Y | [5 empty] | N |  | N
56769 | Consolidated Edison Development Inc. | 57707 | Mesquite Solar 1 | AZ | Maricopa | 1 | OP | Solar Photovoltaic | PV | IPP Non-CHP | 2 | 16 | 16 | 16 | 11 | 2011 |  |  |  | Y | [6 empty] | 180 | 20 | 22.5 | Y | [5 empty] | N |  | N
56769 | Consolidated Edison Development Inc. | 57707 | Mesquite Solar 1 | AZ | Maricopa | 10 | OP | Solar Photovoltaic | PV | IPP Non-CHP | 2 | 12 | 12 | 12 | 10 | 2012 |  |  |  | Y | [6 empty] | 180 | 20 | 15.2 | Y | [5 empty] | N |  | N
56769 | Consolidated Edison Development Inc. | 57707 | Mesquite Solar 1 | AZ | Maricopa | 11 | OP | Solar Photovoltaic | PV | IPP Non-CHP | 2 | 16 | 16 | 16 | 10 | 2012 |  |  |  | Y | [6 empty] | 180 | 20 | 22.5 | Y | [5 empty] | N |  | N
56769 | Consolidated Edison Development Inc. | 57707 | Mesquite Solar 1 | AZ | Maricopa | 12 | OP | Solar Photovoltaic | PV | IPP Non-CHP | 2 | 16 | 16 | 16 | 12 | 2012 |  |  |  | Y | [6 empty] | 180 | 20 | 22.5 | Y | [5 empty] | N |  | N
56769 | Consolidated Edison Development Inc. | 57707 | Mesquite Solar 1 | AZ | Maricopa | 2 | OP | Solar Photovoltaic | PV | IPP Non-CHP | 2 | 16 | 16 | 16 | 1 | 2012 |  |  |  | Y | [6 empty] | 180 | 20 | 22.5 | Y | [5 empty] | N |  | N
56769 | Consolidated Edison Development Inc. | 57707 | Mesquite Solar 1 | AZ | Maricopa | 3 | OP | Solar Photovoltaic | PV | IPP Non-CHP | 2 | 10 | 10 | 10 | 12 | 2011 |  |  |  | Y | [6 empty] | 180 | 20 | 14.1 | Y | [5 empty] | N |  | N
56769 | Consolidated Edison Development Inc. | 57707 | Mesquite Solar 1 | AZ | Maricopa | 4 | OP | Solar Photovoltaic | PV | IPP Non-CHP | 2 | 16 | 16 | 16 | 5 | 2012 |  |  |  | Y | [6 empty] | 180 | 20 | 22.5 | Y | [5 empty] | N |  | N
56769 | Consolidated Edison Development Inc. | 57707 | Mesquite Solar 1 | AZ | Maricopa | 5 | OP | Solar Photovoltaic | PV | IPP Non-CHP | 2 | 16 | 16 | 16 | 6 | 2012 |  |  |  | Y | [6 empty] | 180 | 20 | 22.5 | Y | [5 empty] | N |  | N
56769 | Consolidated Edison Development Inc. | 57707 | Mesquite Solar 1 | AZ | Maricopa | 6 | OP | Solar Photovoltaic | PV | IPP Non-CHP | 2 | 8 | 8 | 8 | 8 | 2012 |  |  |  | Y | [6 empty] | 180 | 20 | 11.3 | Y | [5 empty] | N |  | N
56769 | Consolidated Edison Development Inc. | 57707 | Mesquite Solar 1 | AZ | Maricopa | 7 | OP | Solar Photovoltaic | PV | IPP Non-CHP | 2 | 16 | 16 | 16 | 9 | 2012 |  |  |  | Y | [6 empty] | 180 | 20 | 21.9 | Y | [5 empty] | N |  | N
56769 | Consolidated Edison Development Inc. | 57707 | Mesquite Solar 1 | AZ | Maricopa | 8 | OP | Solar Photovoltaic | PV | IPP Non-CHP | 2 | 12 | 12 | 12 | 10 | 2012 |  |  |  | Y | [6 empty] | 180 | 20 | 15.6 | Y | [5 empty] | N |  | N
56769 | Consolidated Edison Development Inc. | 57707 | Mesquite Solar 1 | AZ | Maricopa | 9 | OP | Solar Photovoltaic | PV | IPP Non-CHP | 2 | 16 | 16 | 16 | 10 | 2012 |  |  |  | Y | [6 empty] | 180 | 20 | 22 | Y | [5 empty] | N |  | N
57170 | EDF Renewable Asset Holdings, Inc. | 57708 | Catalina Solar LLC | CA | Kern | INV | OP | Solar Photovoltaic | PV | IPP Non-CHP | 2 | 110 | 110 | 110 | 12 | 2012 |  |  |  | Y | [6 empty] | 178 | 20 | 143 |  | Y |  |  |  |  | N |  | N
60025 | Greenbacker Renewable Energy Corporation | 57722 | North Palm Springs 4A | CA | Riverside | 1 | OP | Solar Photovoltaic | PV | IPP Non-CHP | 2 | 4 | 4 | 4 | 10 | 2012 |  | Y | [8 empty] | 225 | 45 | 5 | Y | [5 empty] | N |  | N
56976 | Luminace Solar New Jersey II, LLC | 57723 | Johnson Matthey, Inc. Solar | NJ | Gloucester | PV1 | OP | Solar Photovoltaic | PV | IPP Non-CHP | 2 | 4 | 4 | 4 | 3 | 2011 |  | Y | [8 empty] | 180 |  | 5.2 | Y | [5 empty] | Y | 5.2 | N
15477 | Public Service Elec & Gas Co | 57724 | NJMC Landfill | NJ | Hudson | NJMC | OP | Solar Photovoltaic | PV | Electric Utility | 1 | 2.5 | 2.5 | 2.5 | 12 | 2011 |  |  |  | Y | [6 empty] | 175 | 20 | 3 | Y | [5 empty] | N |  | N
15477 | Public Service Elec & Gas Co | 57726 | Summit Associates | NJ | Middlesex | SUMA | OP | Solar Photovoltaic | PV | Electric Utility | 1 | 1.9 | 1.9 | 1.9 | 12 | 2011 |  |  |  | Y | [6 empty] | 144 | 12.5 | 2.2 | Y | [5 empty] | N |  | N
15477 | Public Service Elec & Gas Co | 57727 | BlackRock-Matrix | NJ | Middlesex | BLAR | OP | Solar Photovoltaic | PV | Electric Utility | 1 | 2.5 | 2.5 | 2.5 | 3 | 2012 |  |  |  | Y | [6 empty] | 202 | 10 | 3 | Y | [5 empty] | N |  | N
15477 | Public Service Elec & Gas Co | 57728 | Mill Creek Solar | NJ | Burlington | MILLC | OP | Solar Photovoltaic | PV | Electric Utility | 1 | 3.5 | 3.5 | 3.5 | 12 | 2011 |  |  |  | Y | [6 empty] | 191 | 22 | 3.8 |  |  |  | Y |  |  | N |  | N
57044 | Luminace Solar New Jersey, LLC | 57733 | Benjamin Moore & Co. Solar | NJ | Morris | PV1 | OP | Solar Photovoltaic | PV | Commercial Non-CHP | 4 | 1.4 | 1.4 | 1.4 | 12 | 2010 |  |  |  | Y | [6 empty] | 180 | 35 | 1.8 | Y | [5 empty] | Y | 1.4 | N
57049 | NFI Solar LLC | 57734 | Cherry Hill | NJ | Camden | CH | OP | Solar Photovoltaic | PV | IPP Non-CHP | 2 | 1.1 | 1.1 | 1.1 | 3 | 2010 |  |  |  | Y | [5 empty] | N | 180 | 0 | 1.3 | Y | [5 empty] | Y | 1.1 | N
57055 | SunE SPS1, LLC | 57736 | SPS1 Dollarhide | NM | Lea | 1 | OP | Solar Photovoltaic | PV | IPP Non-CHP | 2 | 10 | 10 | 10 | 9 | 2011 |  | Y | [8 empty] | 180 | 0 | 10.7 | Y | [5 empty] | N |  | N
57056 | SunE SPS2, LLC | 57737 | SPS2 Jal | NM | Lea | 1 | OP | Solar Photovoltaic | PV | IPP Non-CHP | 2 | 10 | 10 | 10 | 9 | 2011 |  | Y | [8 empty] | 180 | 0 | 10.8 | Y | [5 empty] | N |  | N
57057 | SunE SPS3, LLC | 57738 | SPS3 Lea | NM | Lea | 1 | OP | Solar Photovoltaic | PV | IPP Non-CHP | 2 | 10 | 10 | 10 | 11 | 2011 |  | Y | [8 empty] | 180 | 0 | 10.6 | Y | [5 empty] | N |  | N
57059 | SunE SPS4, LLC | 57739 | SPS4 Monument | NM | Lea | 1 | OP | Solar Photovoltaic | PV | IPP Non-CHP | 2 | 10.1 | 10.1 | 10.1 | 12 | 2011 |  | Y | [8 empty] | 180 | 0 | 10.8 | Y | [5 empty] | N |  | N
57058 | SunE SPS5, LLC | 57740 | SPS5 Hopi | NM | Eddy | 1 | OP | Solar Photovoltaic | PV | IPP Non-CHP | 2 | 10.1 | 10.1 | 10.1 | 12 | 2011 |  | Y | [8 empty] | 180 | 0 | 10.9 | Y | [5 empty] | N |  | N
57049 | NFI Solar LLC | 57742 | Vineland Headquarters | NJ | Cumberland | VHQ | OP | Solar Photovoltaic | PV | IPP Non-CHP | 2 | 1.1 | 1.1 | 1.1 | 6 | 2011 |  |  |  | Y | [6 empty] | 180 | 5 | 1.3 | Y | [5 empty] | Y | 1.1 | N
60025 | Greenbacker Renewable Energy Corporation | 57743 | North Palm Springs 1A | CA | Riverside | 1 | OP | Solar Photovoltaic | PV | IPP Non-CHP | 2 | 2.5 | 2.4 | 2.4 | 4 | 2012 |  | Y | [8 empty] | 225 | 45 | 2.8 | Y | [5 empty] | N |  | N
57044 | Luminace Solar New Jersey, LLC | 57745 | The City of Vineland at West Vineland | NJ | Cumberland | PV1 | OP | Solar Photovoltaic | PV | IPP Non-CHP | 2 | 3.7 | 3.7 | 3.7 | 10 | 2011 |  |  |  | Y | [6 empty] | 180 | 25 | 4.8 | Y | [5 empty] | Y | 4.8 | N
57044 | Luminace Solar New Jersey, LLC | 57746 | The City of Vineland at North Vineland | NJ | Cumberland | PV1 | OP | Solar Photovoltaic | PV | IPP Non-CHP | 2 | 2.3 | 2.3 | 2.3 | 10 | 2011 |  |  |  | Y | [6 empty] | 180 | 25 | 3 | Y | [5 empty] | Y | 3 | N
57052 | NRG Solar Arrowhead LLC | 57747 | FedEx Field Solar Facility | MD | Prince Georges | 1 | OP | Solar Photovoltaic | PV | IPP Non-CHP | 2 | 2 | 2 | 2 | 9 | 2011 |  |  |  | Y | N |  |  |  |  | N | 135 | 20 | 2.4 | Y | [5 empty] | N |  | N
57049 | NFI Solar LLC | 57750 | Maple Solar | NJ | Cumberland | P1 | OP | Solar Photovoltaic | PV | IPP Non-CHP | 2 | 1.6 | 1.6 | 1.6 | 5 | 2011 |  |  |  | Y | [6 empty] | 180 | 27 | 2 | Y | [5 empty] | N |  | N
57049 | NFI Solar LLC | 57750 | Maple Solar | NJ | Cumberland | P2 | OP | Solar Photovoltaic | PV | IPP Non-CHP | 2 | 0.8 | 0.8 | 0.8 | 9 | 2011 |  |  |  | Y | [6 empty] | 180 | 27 | 1 | Y | [5 empty] | N |  | N
56995 | Sacramento PV Energy, LLC | 57753 | SMUD at Lawrence | CA | Sacramento | PV1 | OP | Solar Photovoltaic | PV | IPP Non-CHP | 2 | 1 | 1 | 1 | 12 | 2011 |  |  |  | Y | [6 empty] | 210 | 20 | 1.2 |  | Y |  |  |  |  | Y | 1.2 | N
57065 | Constellation Solar Horizons LLC | 57758 | Mount Saint Mary's | MD | Frederick | PV1 | OP | Solar Photovoltaic | PV | IPP Non-CHP | 2 | 13.7 | 13.7 | 13.7 | 7 | 2012 |  |  |  | Y | [6 empty] | 157 | 25 | 16.1 |  | Y |  |  |  |  | Y | 16.1 | N
61944 | MN8 Energy LLC | 57764 | Naval Air Weapons Station China Lake | CA | Kern | 1 | OP | Solar Photovoltaic | PV | Commercial Non-CHP | 4 | 11.1 | 11.1 | 11.1 | 9 | 2012 |  | Y | [8 empty] | 0 | 0 | 13.8 | Y | [5 empty] | N |  | N
61012 | AES Distributed Energy | 57765 | Arizona Western College PV | AZ | Yuma | SFC | OP | Solar Photovoltaic | PV | IPP Non-CHP | 2 | 1 | 1 | 1 | 11 | 2011 | Y |  | Y | [9 empty] | 1.3 | Y | [5 empty] | N |  | N
61012 | AES Distributed Energy | 57765 | Arizona Western College PV | AZ | Yuma | SHP | OP | Solar Photovoltaic | PV | IPP Non-CHP | 2 | 0.9 | 0.9 | 0.9 | 11 | 2011 |  | Y | [8 empty] | 180 | 5 | 1 |  |  | Y |  |  |  | N |  | N
61012 | AES Distributed Energy | 57765 | Arizona Western College PV | AZ | Yuma | SOLEG | OP | Solar Photovoltaic | PV | IPP Non-CHP | 2 | 1 | 1 | 1 | 4 | 2015 |  |  |  | Y | [6 empty] | 180 | 16 | 1.3 | Y | [5 empty] | N |  | N
61012 | AES Distributed Energy | 57765 | Arizona Western College PV | AZ | Yuma | STE | OP | Solar Photovoltaic | PV | IPP Non-CHP | 2 | 0.9 | 0.9 | 0.9 | 11 | 2011 |  | Y | [8 empty] | 180 | 5 | 1 | Y | [5 empty] | N |  | N
61012 | AES Distributed Energy | 57765 | Arizona Western College PV | AZ | Yuma | SWD | OP | Solar Photovoltaic | PV | IPP Non-CHP | 2 | 0.9 | 0.9 | 0.9 | 11 | 2011 |  | Y | [8 empty] | 180 | 5 | 1 | Y | [5 empty] | N |  | N
57078 | Ecogy Pennsylvania Systems LLC | 57768 | Longwood Gardens | PA | Chester | 1 | OP | Solar Photovoltaic | PV | IPP Non-CHP | 2 | 1.3 | 1.3 | 1.3 | 5 | 2010 |  |  |  | Y | [6 empty] | 180 | 30 | 1.6 | Y | [5 empty] | Y | 1.6 | N
63249 | Terraform Arcadia | 57772 | Perdue Bridgeville Photovoltaic | DE | Sussex | BRID | OP | Solar Photovoltaic | PV | IPP Non-CHP | 2 | 1.3 | 1.3 | 1.3 | 7 | 2011 |  | N |  | Y | [6 empty] | 180 | 25 | 1.6 | Y | [5 empty] | Y | 1.5 | N
65242 | Scale Sustainable I, LLC | 57773 | Palo Verde College | CA | Riverside | 1 | OP | Solar Photovoltaic | PV | Commercial Non-CHP | 4 | 1.2 | 1 | 1 | 8 | 2009 |  | N |  | Y | [6 empty] | 0 | 30 | 1.2 | Y | [5 empty] | N |  | N
63235 | Brookfield Renewable Trading and Marketing LP | 57775 | Kingman 1 | AZ | Mohave | PV | OP | Solar Photovoltaic | PV | IPP Non-CHP | 2 | 0.5 | 0.5 | 0.5 | 9 | 2011 |  | Y |  |  | N |  |  |  |  | Y | 90 |  | 0.5 | Y | [5 empty] | Y | 0.5 | N
65242 | Scale Sustainable I, LLC | 57776 | FedEx Woodbridge | NJ | Middlesex | 1 | OP | Solar Photovoltaic | PV | IPP Non-CHP | 2 | 2 | 2 | 1 | 12 | 2009 |  | N |  | Y | [6 empty] | 137 | 2 | 2.4 | Y | [5 empty] | N |  | N
61944 | MN8 Energy LLC | 57777 | RE Dillard 1 LLC | CA | Sacramento | DL1 | OP | Solar Photovoltaic | PV | IPP Non-CHP | 2 | 3 | 3 | 3 | 1 | 2012 |  | Y | [8 empty] | 90 |  | 3.8 | Y | [5 empty] | Y | 3.8 | N
61944 | MN8 Energy LLC | 57778 | RE Kammerer 1 LLC | CA | Sacramento | KAM1 | OP | Solar Photovoltaic | PV | IPP Non-CHP | 2 | 5 | 5 | 5 | 1 | 2012 |  | Y | [8 empty] | 90 |  | 6.2 | Y | [5 empty] | N |  | N
61944 | MN8 Energy LLC | 57779 | RE Dillard 2 LLC | CA | Sacramento | DIL2 | OP | Solar Photovoltaic | PV | IPP Non-CHP | 2 | 3 | 3 | 3 | 1 | 2012 |  | Y | [8 empty] | 90 |  | 3.8 | Y | [5 empty] | Y | 3.8 | N
61944 | MN8 Energy LLC | 57780 | RE Kammerer 2 LLC | CA | Sacramento | KAM2 | OP | Solar Photovoltaic | PV | IPP Non-CHP | 2 | 5 | 5 | 5 | 2 | 2012 |  | Y | [8 empty] | 90 |  | 6.2 | Y | [5 empty] | N |  | N
61944 | MN8 Energy LLC | 57781 | RE Dillard 3 LLC | CA | Sacramento | DIL3 | OP | Solar Photovoltaic | PV | IPP Non-CHP | 2 | 3 | 3 | 3 | 1 | 2012 |  | Y | [8 empty] | 90 |  | 3.8 | Y | [5 empty] | Y | 3.8 | N
61944 | MN8 Energy LLC | 57782 | RE Kammerer 3 LLC | CA | Sacramento | KAM3 | OP | Solar Photovoltaic | PV | IPP Non-CHP | 2 | 5 | 5 | 5 | 2 | 2012 |  | Y | [8 empty] | 90 |  | 6.2 | Y | [5 empty] | N |  | N
61944 | MN8 Energy LLC | 57783 | RE Bruceville 1 LLC | CA | Sacramento | BRU1 | OP | Solar Photovoltaic | PV | IPP Non-CHP | 2 | 5 | 5 | 5 | 1 | 2012 |  | Y | [8 empty] | 90 |  | 6.2 | Y | [5 empty] | N |  | N
61944 | MN8 Energy LLC | 57784 | RE Bruceville 2 LLC | CA | Sacramento | BRU2 | OP | Solar Photovoltaic | PV | IPP Non-CHP | 2 | 5 | 5 | 5 | 2 | 2012 |  | Y | [8 empty] | 90 |  | 6.2 | Y | [5 empty] | N |  | N
61944 | MN8 Energy LLC | 57785 | RE Bruceville 3 LLC | CA | Sacramento | BRU3 | OP | Solar Photovoltaic | PV | IPP Non-CHP | 2 | 5 | 5 | 5 | 2 | 2012 |  | Y | [8 empty] | 90 |  | 6.2 | Y | [5 empty] | N |  | N
65411 | Duke Energy Renewables Services | 57790 | RE Bagdad Solar I LLC | AZ | Yavapai | 1 | OP | Solar Photovoltaic | PV | IPP Non-CHP | 2 | 14.9 | 14.9 | 14.9 | 12 | 2011 |  | Y | [8 empty] | 180 |  | 16.6 | Y | [5 empty] | N |  | N
65411 | Duke Energy Renewables Services | 57795 | RE Ajo 1 LLC | AZ | Pima | 1 | OP | Solar Photovoltaic | PV | IPP Non-CHP | 2 | 4.5 | 4.5 | 4.5 | 8 | 2011 |  | Y | [8 empty] | 180 |  | 5 | Y | [5 empty] | N |  | N
57104 | Golden Springs Development Company LLC | 57796 | Golden Springs Building C-1 | CA | Los Angeles | 1 | OP | Solar Photovoltaic | PV | IPP Non-CHP | 2 | 1.2 | 1.2 | 1.2 | 2 | 2012 |  |  |  | Y | [6 empty] | 180 | 10 | 1.3 | Y | [5 empty] | N |  | N
57104 | Golden Springs Development Company LLC | 57797 | Golden Springs Building D | CA | Los Angeles | 1 | OP | Solar Photovoltaic | PV | IPP Non-CHP | 2 | 1.3 | 1.3 | 1.3 | 3 | 2012 |  |  |  | Y | [6 empty] | 180 | 10 | 1.4 | Y | [5 empty] | N |  | N
59139 | SunEdison LLC | 57799 | ISH Solar Central, LLC | NJ | Monmouth | 1 | OP | Solar Photovoltaic | PV | IPP Non-CHP | 2 | 1.4 | 1.4 | 1.4 | 10 | 2011 |  |  |  | Y | [6 empty] | 180 | 35 | 1.5 | Y | [5 empty] | N |  | N
57124 | Nautilus Solar WPU LLC | 57805 | William Paterson University | NJ | Passaic | WPU1 | OP | Solar Photovoltaic | PV | Commercial Non-CHP | 4 | 1.4 | 1.4 | 1.4 | 10 | 2010 |  |  |  | Y | [6 empty] | 180 | 15 | 1.4 | Y | [5 empty] | Y | 1.4 | N
61944 | MN8 Energy LLC | 57806 | RE Dillard 4 LLC | CA | Sacramento | DIL4 | OP | Solar Photovoltaic | PV | IPP Non-CHP | 2 | 0.4 | 0.4 | 0.4 | 1 | 2012 |  | Y | [8 empty] | 90 |  | 0.5 | Y | [5 empty] | Y | 0.5 | N
57130 | Janssen Pharmaceutical Co | 57815 | Titusville Solar | NJ | Mercer | PV1 | OP | Solar Photovoltaic | PV | Commercial Non-CHP | 4 | 4.1 | 4.1 | 4.1 | 9 | 2010 | N | Y |  | N |  | N |  |  |  |  | 90 | 0 | 4.1 | Y |  | Y |  |  |  | Y | 3.8 | Y | 0.2
61944 | MN8 Energy LLC | 57816 | RE McKenzie 1 LLC | CA | Sacramento | MCK1 | OP | Solar Photovoltaic | PV | IPP Non-CHP | 2 | 5 | 5 | 5 | 11 | 2012 |  | Y | [8 empty] | 90 |  | 6.3 | Y | [5 empty] | N |  | N
61944 | MN8 Energy LLC | 57817 | RE McKenzie 2 LLC | CA | Sacramento | MCK2 | OP | Solar Photovoltaic | PV | IPP Non-CHP | 2 | 5 | 5 | 5 | 11 | 2012 |  | Y | [8 empty] | 90 |  | 6.3 | Y | [5 empty] | N |  | N
61944 | MN8 Energy LLC | 57818 | RE McKenzie 3 LLC | CA | Sacramento | MCK3 | OP | Solar Photovoltaic | PV | IPP Non-CHP | 2 | 5 | 5 | 5 | 11 | 2012 |  | Y | [8 empty] | 90 |  | 6.3 | Y | [5 empty] | N |  | N
61944 | MN8 Energy LLC | 57819 | RE McKenzie 4 LLC | CA | Sacramento | MCK4 | OP | Solar Photovoltaic | PV | IPP Non-CHP | 2 | 5 | 5 | 5 | 11 | 2012 |  | Y | [8 empty] | 90 |  | 6.3 | Y | [5 empty] | N |  | N
61944 | MN8 Energy LLC | 57820 | RE McKenzie 5 LLC | CA | Sacramento | MCK5 | OP | Solar Photovoltaic | PV | IPP Non-CHP | 2 | 5 | 5 | 5 | 11 | 2012 |  | Y | [8 empty] | 90 |  | 6.3 | Y | [5 empty] | N |  | N
61944 | MN8 Energy LLC | 57821 | RE McKenzie 6 LLC | CA | Sacramento | MCK6 | OP | Solar Photovoltaic | PV | IPP Non-CHP | 2 | 5 | 5 | 5 | 11 | 2012 |  | Y | [8 empty] | 90 |  | 6.3 | Y | [5 empty] | N |  | N
61012 | AES Distributed Energy | 57827 | Dinuba Wastewater Treatment Plant | CA | Tulare | DSPV | OP | Solar Photovoltaic | PV | Commercial Non-CHP | 4 | 1 | 1 | 1 | 11 | 2011 |  | Y | N | N | [6 empty] | 90 |  | 1.2 | Y | [5 empty] | N |  | N
57154 | Heliocentric LLC | 57831 | Heliocentric | CA | Los Angeles | 1 | OP | Solar Photovoltaic | PV | IPP Non-CHP | 2 | 1.5 | 1.3 | 1.5 | 3 | 2012 |  |  |  | Y | [6 empty] | 180 | 30 | 1.7 | Y | [5 empty] | N |  | N
57159 | L-8 Solar Project LLC | 57836 | L-8 Solar Project | CA | Los Angeles | TSM | OP | Solar Photovoltaic | PV | IPP Non-CHP | 2 | 1.5 | 1.3 | 1.5 | 5 | 2012 |  |  |  | Y | [6 empty] | 180 | 30 | 1.7 | Y | [5 empty] | N |  | N
56769 | Consolidated Edison Development Inc. | 57838 | Dartmouth II Solar | MA | Bristol | D2MA | OP | Solar Photovoltaic | PV | IPP Non-CHP | 2 | 2 | 2 | 2 | 6 | 2012 |  |  |  | Y | [6 empty] | 180 | 25 | 2.5 | Y | [5 empty] | N |  | N
59139 | SunEdison LLC | 57840 | ISH Solar Hospital SDMC | CA | San Diego | 1 | OP | Solar Photovoltaic | PV | IPP Non-CHP | 2 | 1.1 | 1.1 | 1.1 | 12 | 2011 |  |  |  | Y | [6 empty] | 0 | 5 | 1.1 | Y | [5 empty] | N |  | N
59139 | SunEdison LLC | 57841 | ISH Solar Hospital Downey | CA | Los Angeles | 1 | OP | Solar Photovoltaic | PV | IPP Non-CHP | 2 | 1.1 | 1.1 | 1.1 | 9 | 2011 |  |  |  | Y | [6 empty] | 0 | 10 | 1.1 | Y | [5 empty] | N |  | N
61944 | MN8 Energy LLC | 57848 | WC Landfill Energy LLC | NJ | Warren | SOLAR | OP | Solar Photovoltaic | PV | IPP Non-CHP | 2 | 1 | 1 | 1 | 9 | 2013 |  |  |  | Y | [6 empty] | 180 | 25 | 1.2 | Y | [5 empty] | Y | 1.2 | N
57177 | SIT Renewables, Inc. | 57849 | Green Acres Solar Facility 1 | CA | Sacramento | GASF1 | OP | Solar Photovoltaic | PV | IPP Non-CHP | 2 | 3 | 2.8 | 2 | 9 | 2012 |  | Y | [8 empty] | 90 |  | 3.6 | Y | [5 empty] | N |  | N
57177 | SIT Renewables, Inc. | 57850 | Green Acres Solar Facility 2 | CA | Sacramento | GASF2 | OP | Solar Photovoltaic | PV | IPP Non-CHP | 2 | 1 | 0.9 | 0.7 | 9 | 2012 |  | Y | [8 empty] | 0 | 0 | 1.2 | Y | [5 empty] | N |  | N
56918 | University of California San Diego | 57856 | Univ of California San Diego Solar | CA | San Diego | SGU1 | OP | Solar Photovoltaic | PV | Commercial Non-CHP | 4 | 1 | 1 | 1 | 12 | 2008 | N |  |  | Y | [6 empty] | 180 | 20 | 1.2 | Y | [5 empty] | N |  | N
61230 | Arevon Energy, Inc. | 57859 | Moapa Southern Paiute | NV | Clark | 1 | OP | Solar Photovoltaic | PV | IPP Non-CHP | 2 | 250 | 250 | 250 | 12 | 2016 |  | N |  | Y | [6 empty] | 180 | 30 | 344.3 |  | Y |  |  |  |  | N |  | N
57194 | City of Industry | 57860 | Industry MetroLink PV 1 | CA | Los Angeles | 1 | OP | Solar Photovoltaic | PV | Electric Utility | 1 | 1.5 | 1.5 | 1.5 | 4 | 2012 |  |  |  | Y | [6 empty] | 223 | 5 | 2 | Y | [5 empty] | N |  | N
61944 | MN8 Energy LLC | 57863 | McKee City Solar Phase 2 | NJ | Atlantic | UNIT1 | OP | Solar Photovoltaic | PV | IPP Non-CHP | 2 | 2.4 | 2.4 | 2.4 | 12 | 2011 |  |  |  | Y | [6 empty] | 180 | 20 | 2.5 | Y | [5 empty] | N |  | N
61944 | MN8 Energy LLC | 57864 | Stockton Athletic Center | NJ | Atlantic | 2LOT7 | OP | Solar Photovoltaic | PV | IPP Non-CHP | 2 | 0.5 | 0.5 | 0.5 | 10 | 2009 |  |  |  | Y | [6 empty] | 225 | 5 | 0.4 | Y | [5 empty] | Y | 0.5 | N
61944 | MN8 Energy LLC | 57864 | Stockton Athletic Center | NJ | Atlantic | LOT7 | OP | Solar Photovoltaic | PV | IPP Non-CHP | 2 | 0.5 | 0.5 | 0.5 | 4 | 2009 |  |  |  | Y | [6 empty] | 225 | 5 | 0.4 | Y | [5 empty] | Y | 0.3 | N
61944 | MN8 Energy LLC | 57864 | Stockton Athletic Center | NJ | Atlantic | SAC | OP | Solar Photovoltaic | PV | IPP Non-CHP | 2 | 0.3 | 0.3 | 0.3 | 2 | 2009 |  |  |  | Y | [6 empty] | 178 | 5 | 0.3 | Y | [5 empty] | Y | 0.3 | N
61944 | MN8 Energy LLC | 57868 | L'Oreal Piscataway | NJ | Middlesex | UNIT1 | OP | Solar Photovoltaic | PV | IPP Non-CHP | 2 | 0.5 | 0.5 | 0.5 | 12 | 2011 |  |  |  | Y | [6 empty] | 180 | 5 | 0.7 | Y | [5 empty] | N |  | N
61944 | MN8 Energy LLC | 57868 | L'Oreal Piscataway | NJ | Middlesex | UNIT2 | OP | Solar Photovoltaic | PV | IPP Non-CHP | 2 | 0.3 | 0.3 | 0.3 | 12 | 2011 |  |  |  | Y | [6 empty] | 180 | 5 | 0.3 | Y | [5 empty] | N |  | N
61944 | MN8 Energy LLC | 57868 | L'Oreal Piscataway | NJ | Middlesex | UNIT3 | OP | Solar Photovoltaic | PV | IPP Non-CHP | 2 | 0.3 | 0.3 | 0.3 | 8 | 2016 |  |  |  | Y | [6 empty] | 180 | 0 | 0.3 | Y | [5 empty] | N |  | N
61944 | MN8 Energy LLC | 57868 | L'Oreal Piscataway | NJ | Middlesex | UNIT4 | OP | Solar Photovoltaic | PV | IPP Non-CHP | 2 | 0.7 | 0.7 | 0.7 | 12 | 2011 |  |  |  | Y | [6 empty] | 180 | 5 | 1 | Y | [5 empty] | N |  | N
56997 | Marina Energy LLC | 57869 | Heller Industrial Parks | NJ | Middlesex | HH | OP | Solar Photovoltaic | PV | IPP Non-CHP | 2 | 0.5 | 0.5 | 0.5 | 2 | 2012 |  |  |  | Y | [6 empty] | 190 | 15 | 0.5 | Y | [5 empty] | Y | 0.5 | N
56997 | Marina Energy LLC | 57869 | Heller Industrial Parks | NJ | Middlesex | HII | OP | Solar Photovoltaic | PV | IPP Non-CHP | 2 | 0.4 | 0.4 | 0.4 | 2 | 2012 |  |  |  | Y | [6 empty] | 190 | 15 | 0.4 | Y | [5 empty] | Y | 0.4 | N
56997 | Marina Energy LLC | 57869 | Heller Industrial Parks | NJ | Middlesex | HJC | OP | Solar Photovoltaic | PV | IPP Non-CHP | 2 | 0.2 | 0.2 | 0.2 | 2 | 2012 |  |  |  | Y | [6 empty] | 190 | 15 | 0.2 | Y | [5 empty] | Y | 0.2 | N
56997 | Marina Energy LLC | 57869 | Heller Industrial Parks | NJ | Middlesex | HM | OP | Solar Photovoltaic | PV | IPP Non-CHP | 2 | 0.8 | 0.8 | 0.8 | 5 | 2013 |  |  |  | Y | [6 empty] | 190 | 15 | 0.9 | Y | [5 empty] | Y | 0.9 | N
56997 | Marina Energy LLC | 57869 | Heller Industrial Parks | NJ | Middlesex | UNIT1 | OP | Solar Photovoltaic | PV | IPP Non-CHP | 2 | 2.7 | 2.7 | 2.7 | 12 | 2011 |  |  |  | Y | [6 empty] | 190 | 15 | 2.7 | Y | [5 empty] | Y | 1.6 | N
57213 | Castle Rock Cooling | 57870 | Castle Rock Vineyards | CA | Tulare | SOLAR | OP | Solar Photovoltaic | PV | Commercial Non-CHP | 4 | 1 | 1 | 1 | 9 | 2010 |  |  |  | Y | [6 empty] | 180 | 20 | 1.1 | Y | [5 empty] | Y | 1.1 | N
11208 | Los Angeles Department of Water & Power | 57871 | 2555 E Olympic Bl | CA | Los Angeles | 1 | OP | Solar Photovoltaic | PV | Commercial Non-CHP | 4 | 1 | 1 | 1 | 3 | 2012 |  |  |  | Y | [6 empty] | 170 | 15 | 1.2 | Y | [5 empty] | Y | 1.2 | N
63249 | Terraform Arcadia | 57879 | Perdue Salisbury Photovoltaic | MD | Wicomico | SALI | OP | Solar Photovoltaic | PV | IPP Non-CHP | 2 | 1 | 1 | 1 | 9 | 2011 |  |  |  | Y | [6 empty] | 180 | 30 | 1.2 | Y | [5 empty] | Y | 1.1 | N
15248 | Portland General Electric Co | 57882 | Baldock Solar Highway | OR | Clackamas | BSH1 | OP | Solar Photovoltaic | PV | Electric Utility | 1 | 1.4 | 1.4 | 1.4 | 1 | 2012 |  | N |  | Y | N | [5 empty] | 180 | 21 | 1.8 | Y | [5 empty] | N |  | N
57219 | Siete Solar LLC | 57883 | Queen Creek Solar Farm | AZ | Maricopa | GEN1 | OP | Solar Photovoltaic | PV | IPP Non-CHP | 2 | 19 | 18.6 | 18.6 | 10 | 2012 |  | Y | [8 empty] | 90 |  | 25.2 | Y | [5 empty] | N |  | N
14328 | Pacific Gas & Electric Co. | 57891 | Guernsey Solar Station | CA | Kings | 1 | OP | Solar Photovoltaic | PV | Electric Utility | 1 | 20 | 20 | 20 | 8 | 2013 |  | Y | [8 empty] | 90 | 0 | 25.5 | Y | [5 empty] | N |  | N
14328 | Pacific Gas & Electric Co. | 57892 | Gates Solar Station | CA | Fresno | 1 | OP | Solar Photovoltaic | PV | Electric Utility | 1 | 20 | 20 | 20 | 6 | 2013 |  |  |  | Y | [6 empty] | 180 | 25 | 27.7 | Y | [5 empty] | N |  | N
57262 | Kern County Water Agency | 57895 | Improvement Dst No. 4 | CA | Kern | ID4 | OP | Solar Photovoltaic | PV | Commercial Non-CHP | 4 | 1.1 | 1.1 | 1.1 | 1 | 2009 |  | N |  | Y | Y | [5 empty] | 180 | 22 | 1.2 | Y | [5 empty] | N |  | N
17609 | Southern California Edison Co | 57900 | Solar Photovoltaic Project #48 | CA | San Bernardino | S48A | OP | Solar Photovoltaic | PV | Electric Utility | 1 | 0.5 | 0.5 | 0.5 | 2 | 2015 |  |  |  | Y | [6 empty] | 180 | 10 | 0.7 | Y | [5 empty] | N |  | N
17609 | Southern California Edison Co | 57900 | Solar Photovoltaic Project #48 | CA | San Bernardino | S48B | OP | Solar Photovoltaic | PV | Electric Utility | 1 | 0.5 | 0.5 | 0.5 | 2 | 2015 |  |  |  | Y | [6 empty] | 180 | 10 | 0.7 | Y | [5 empty] | N |  | N
17609 | Southern California Edison Co | 57900 | Solar Photovoltaic Project #48 | CA | San Bernardino | S48C | OP | Solar Photovoltaic | PV | Electric Utility | 1 | 0.5 | 0.5 | 0.5 | 2 | 2015 |  |  |  | Y | [6 empty] | 180 | 10 | 0.7 | Y | [5 empty] | N |  | N
17609 | Southern California Edison Co | 57900 | Solar Photovoltaic Project #48 | CA | San Bernardino | S48D | OP | Solar Photovoltaic | PV | Electric Utility | 1 | 0.5 | 0.5 | 0.5 | 2 | 2015 |  |  |  | Y | [6 empty] | 180 | 10 | 0.7 | Y | [5 empty] | N |  | N
17609 | Southern California Edison Co | 57900 | Solar Photovoltaic Project #48 | CA | San Bernardino | S48E | OP | Solar Photovoltaic | PV | Electric Utility | 1 | 0.5 | 0.5 | 0.5 | 2 | 2015 |  |  |  | Y | [6 empty] | 180 | 10 | 0.7 | Y | [5 empty] | N |  | N
17609 | Southern California Edison Co | 57900 | Solar Photovoltaic Project #48 | CA | San Bernardino | S48F | OP | Solar Photovoltaic | PV | Electric Utility | 1 | 0.5 | 0.5 | 0.5 | 2 | 2015 |  |  |  | Y | [6 empty] | 180 | 10 | 0.7 | Y | [5 empty] | N |  | N
17609 | Southern California Edison Co | 57900 | Solar Photovoltaic Project #48 | CA | San Bernardino | S48G | OP | Solar Photovoltaic | PV | Electric Utility | 1 | 0.5 | 0.5 | 0.5 | 2 | 2015 |  |  |  | Y | [6 empty] | 180 | 10 | 0.7 | Y | [5 empty] | N |  | N
17609 | Southern California Edison Co | 57900 | Solar Photovoltaic Project #48 | CA | San Bernardino | S48H | OP | Solar Photovoltaic | PV | Electric Utility | 1 | 0.5 | 0.5 | 0.5 | 2 | 2015 |  |  |  | Y | [6 empty] | 180 | 10 | 0.7 | Y | [5 empty] | N |  | N
17609 | Southern California Edison Co | 57900 | Solar Photovoltaic Project #48 | CA | San Bernardino | S48I | OP | Solar Photovoltaic | PV | Electric Utility | 1 | 0.5 | 0.5 | 0.5 | 2 | 2015 |  |  |  | Y | [6 empty] | 180 | 10 | 0.7 | Y | [5 empty] | N |  | N
17609 | Southern California Edison Co | 57900 | Solar Photovoltaic Project #48 | CA | San Bernardino | S48J | OP | Solar Photovoltaic | PV | Electric Utility | 1 | 0.5 | 0.5 | 0.5 | 2 | 2015 |  |  |  | Y | [6 empty] | 180 | 10 | 0.7 | Y | [5 empty] | N |  | N
57273 | SS San Antonio West LLC | 57904 | San Antonio West Solar Rooftop | CA | Riverside | CHNO | OP | Solar Photovoltaic | PV | IPP Non-CHP | 2 | 1.5 | 1.5 | 1.5 | 8 | 2012 |  | N |  | Y | [6 empty] | 180 | 20 | 1.9 | Y | [5 empty] | N |  | N
49893 | Invenergy Services LLC | 57912 | Grand Ridge Solar Farm | IL | LaSalle | 1 | OP | Solar Photovoltaic | PV | IPP Non-CHP | 2 | 20 | 20 | 20 | 7 | 2012 |  |  |  | Y | [6 empty] | 180 | 25 | 22.8 |  |  |  | Y |  |  | N |  | N
61055 | FRB Solar LLC | 57930 | FRB Solar Farm | AZ | Pima | UAST | OP | Solar Photovoltaic | PV | IPP Non-CHP | 2 | 1.9 | 1.9 | 1.9 | 4 | 2011 | Y |  | Y | [9 empty] | 2 | Y |  |  |  |  | Y | N |  | N
57309 | Holyoke Solar LLC | 57931 | Holyoke Solar Cooperative at Mueller | MA | Hampden | PV1 | OP | Solar Photovoltaic | PV | IPP Non-CHP | 2 | 2.7 | 2.7 | 2.7 | 12 | 2011 |  |  |  | Y | [6 empty] | 177 | 15 | 3.5 | Y | [5 empty] | Y | 3.5 | N
58101 | Solar Star California II LLC | 57933 | Solar Star California II LLC | CA | Sacramento | 1 | OP | Solar Photovoltaic | PV | IPP Non-CHP | 2 | 2 | 2 | 2 | 8 | 2012 |  | Y | [8 empty] | 180 |  | 2.3 | Y | [5 empty] | Y | 2 | N
56769 | Consolidated Edison Development Inc. | 57934 | Douglas Solar | MA | Worcester | DOMA | OP | Solar Photovoltaic | PV | IPP Non-CHP | 2 | 2 | 2 | 2 | 12 | 2012 |  |  |  | Y | [6 empty] | 180 | 25 | 2.5 | Y | [5 empty] | Y | 2.5 | N
60947 | Tesla Inc. | 57939 | Walmart Casa Grande | AZ | Pinal | 1 | OP | Solar Photovoltaic | PV | IPP Non-CHP | 2 | 1 | 1 | 1 | 6 | 2011 |  | Y | [8 empty] | 180 | 20 | 1.1 | Y | [5 empty] | Y | 1 | N
60947 | Tesla Inc. | 57939 | Walmart Casa Grande | AZ | Pinal | 2 | OP | Solar Photovoltaic | PV | IPP Non-CHP | 2 | 1 | 1 | 1 | 6 | 2011 |  | Y | [8 empty] | 180 | 10 | 1.1 | Y | [5 empty] | Y | 1.1 | N
57318 | Luminace Solar Net Metering, LLC | 57941 | Town of Uxbridge MA at Commerce Dr | MA | Worcester | PV1 | OP | Solar Photovoltaic | PV | IPP Non-CHP | 2 | 1.8 | 1.8 | 1.8 | 6 | 2012 |  |  |  | Y | [6 empty] | 180 | 20 | 2.3 | Y | [5 empty] | N |  | Y | 2.3
57319 | Luminace Solar Massachusetts, LLC | 57942 | Town of Norfolk MA at Medway Branch | MA | Norfolk | PV1 | OP | Solar Photovoltaic | PV | IPP Non-CHP | 2 | 1.2 | 1.2 | 1.2 | 6 | 2012 |  |  |  | Y | [6 empty] | 180 | 20 | 1.6 | Y | [5 empty] | N |  | Y | 1.6
56990 | NJR Clean Energy Ventures Corporation | 57948 | NJ Oak Solar Plant | NJ | Cumberland | OAK | OP | Solar Photovoltaic | PV | IPP Non-CHP | 2 | 10 | 10 | 10 | 12 | 2011 |  |  |  | Y | [6 empty] | 182 | 25 | 12.5 | Y | [5 empty] | N |  | N
57328 | Shore Point Solar LLC | 57951 | Shore Point Solar | NJ | Monmouth | 1 | OP | Solar Photovoltaic | PV | IPP Non-CHP | 2 | 1 | 1 | 1 | 9 | 2011 |  |  |  | Y | [5 empty] | N | 180 | 45 | 1.2 |  |  |  | Y |  |  | N |  | N
49893 | Invenergy Services LLC | 57959 | Desert Green Solar Farm LLC | CA | San Diego | 1 | OP | Solar Photovoltaic | PV | IPP Non-CHP | 2 | 6.3 | 6.3 | 6.3 | 11 | 2014 | N |  | Y | [9 empty] | 8.9 | [5 empty] | Y | N |  | N
57345 | Butte-Glenn Community College District | 57970 | Butte College Main Campus Solar | CA | Butte | SOL1 | OP | Solar Photovoltaic | PV | Commercial Non-CHP | 4 | 3.5 | 3.6 | 3.5 | 7 | 2011 |  |  |  | Y | [6 empty] | 195 | 18 | 5 | Y | [5 empty] | Y | 5 | N
65432 | CVI CleanCapital Solar 1 LLC | 57982 | Meridian Vineyards | CA | San Luis Obispo | PV-1 | OP | Solar Photovoltaic | PV | IPP Non-CHP | 2 | 0.5 | 0.5 | 0.5 | 12 | 2010 |  |  |  | Y | [6 empty] | 180 | 30 | 0.6 | Y | [5 empty] | Y | 0.6 | N
65432 | CVI CleanCapital Solar 1 LLC | 57982 | Meridian Vineyards | CA | San Luis Obispo | PV-2 | OP | Solar Photovoltaic | PV | IPP Non-CHP | 2 | 0.6 | 0.6 | 0.6 | 12 | 2010 |  |  |  | Y | [6 empty] | 180 | 30 | 0.7 | Y | [5 empty] | Y | 0.7 | N
57361 | SunE EPE2, LLC | 57985 | SunE EPE2 LLC | NM | Dona Ana | 1 | OP | Solar Photovoltaic | PV | IPP Non-CHP | 2 | 12 | 13.6 | 13.6 | 5 | 2012 |  | Y | [8 empty] | 180 | 38 | 13.6 | Y | [5 empty] | N |  | N
57360 | SunE EPE1 LLC | 57986 | SunE EPE1 LLC | NM | Dona Ana | 1 | OP | Solar Photovoltaic | PV | IPP Non-CHP | 2 | 10 | 11.3 | 11.3 | 6 | 2012 |  | Y | N | [7 empty] | 180 | 38 | 11.3 | Y | [5 empty] | N |  | N
56769 | Consolidated Edison Development Inc. | 57989 | Groveland Solar | MA | Essex | GSMA | OP | Solar Photovoltaic | PV | IPP Non-CHP | 2 | 3.2 | 3.2 | 3.2 | 12 | 2012 |  |  |  | Y | [6 empty] | 180 | 25 | 3.5 | Y | [5 empty] | N |  | N
56769 | Consolidated Edison Development Inc. | 57990 | Shrewsbury Solar | MA | Worcester | SSMA | OP | Solar Photovoltaic | PV | IPP Non-CHP | 2 | 2.5 | 2.5 | 2.5 | 10 | 2012 |  |  |  | Y | [6 empty] | 180 | 25 | 3.5 | Y | [5 empty] | N |  | N
57365 | Consolidated Edison Solutions Inc. | 57992 | Boston Scientific Solar | MA | Norfolk | BSMA | OP | Solar Photovoltaic | PV | IPP Non-CHP | 2 | 1.1 | 1.1 | 1.1 | 12 | 2012 |  |  |  | Y | [6 empty] | 170 | 10 | 1.3 | Y | [5 empty] | Y | 1.3 | N
58289 | NextEra Energy Desert Sunlight 300, LLC | 57993 | Desert Sunlight 300, LLC | CA | Riverside | DSL1 | OP | Solar Photovoltaic | PV | IPP Non-CHP | 2 | 40.3 | 40.3 | 40.3 | 11 | 2013 |  |  |  | Y | [6 empty] | 120 | 22.5 | 44.9 |  | Y |  |  |  |  | N |  | N
58289 | NextEra Energy Desert Sunlight 300, LLC | 57993 | Desert Sunlight 300, LLC | CA | Riverside | DSL10 | OP | Solar Photovoltaic | PV | IPP Non-CHP | 2 | 30.2 | 30.2 | 30.2 | 11 | 2013 |  |  |  | Y | [6 empty] | 120 | 22.5 | 37.9 |  | Y |  |  |  |  | N |  | N
58289 | NextEra Energy Desert Sunlight 300, LLC | 57993 | Desert Sunlight 300, LLC | CA | Riverside | DSL11 | OP | Solar Photovoltaic | PV | IPP Non-CHP | 2 | 20.2 | 20.2 | 20.2 | 11 | 2013 |  |  |  | Y | [6 empty] | 120 | 22.5 | 25.3 |  | Y |  |  |  |  | N |  | N
58289 | NextEra Energy Desert Sunlight 300, LLC | 57993 | Desert Sunlight 300, LLC | CA | Riverside | DSL2 | OP | Solar Photovoltaic | PV | IPP Non-CHP | 2 | 40.3 | 40.3 | 40.3 | 11 | 2013 |  |  |  | Y | [6 empty] | 120 | 22.5 | 54.4 |  | Y |  |  |  |  | N |  | N
58289 | NextEra Energy Desert Sunlight 300, LLC | 57993 | Desert Sunlight 300, LLC | CA | Riverside | DSL3 | OP | Solar Photovoltaic | PV | IPP Non-CHP | 2 | 40.3 | 40.3 | 40.3 | 11 | 2013 |  |  |  | Y | [6 empty] | 120 | 22.5 | 52 |  | Y |  |  |  |  | N |  | N
58289 | NextEra Energy Desert Sunlight 300, LLC | 57993 | Desert Sunlight 300, LLC | CA | Riverside | DSL4 | OP | Solar Photovoltaic | PV | IPP Non-CHP | 2 | 30.2 | 30.2 | 30.2 | 11 | 2013 |  |  |  | Y | [6 empty] | 120 | 22.5 | 39 |  | Y |  |  |  |  | N |  | N
58289 | NextEra Energy Desert Sunlight 300, LLC | 57993 | Desert Sunlight 300, LLC | CA | Riverside | DSL5 | OP | Solar Photovoltaic | PV | IPP Non-CHP | 2 | 25.2 | 25.2 | 25.2 | 6 | 2014 |  |  |  | Y | [6 empty] | 120 | 22.5 | 33 |  | Y |  |  |  |  | N |  | N
58289 | NextEra Energy Desert Sunlight 300, LLC | 57993 | Desert Sunlight 300, LLC | CA | Riverside | DSL6 | OP | Solar Photovoltaic | PV | IPP Non-CHP | 2 | 25.2 | 25.2 | 25.2 | 8 | 2014 |  |  |  | Y | [6 empty] | 120 | 22.5 | 33 |  | Y |  |  |  |  | N |  | N
58289 | NextEra Energy Desert Sunlight 300, LLC | 57993 | Desert Sunlight 300, LLC | CA | Riverside | DSL7 | OP | Solar Photovoltaic | PV | IPP Non-CHP | 2 | 20.2 | 20.2 | 20.2 | 8 | 2014 |  |  |  | Y | [6 empty] | 120 | 22.5 | 26.4 |  | Y |  |  |  |  | N |  | N
58289 | NextEra Energy Desert Sunlight 300, LLC | 57993 | Desert Sunlight 300, LLC | CA | Riverside | DSL8 | OP | Solar Photovoltaic | PV | IPP Non-CHP | 2 | 18.9 | 18.9 | 18.9 | 10 | 2014 |  |  |  | Y | [6 empty] | 120 | 22.5 | 24.7 |  | Y |  |  |  |  | N |  | N
58289 | NextEra Energy Desert Sunlight 300, LLC | 57993 | Desert Sunlight 300, LLC | CA | Riverside | DSL9 | OP | Solar Photovoltaic | PV | IPP Non-CHP | 2 | 22.7 | 22.7 | 22.7 | 10 | 2014 |  |  |  | Y | [6 empty] | 120 | 22.5 | 28.4 |  | Y |  |  |  |  | N |  | N
57369 | Apple, Inc | 57994 | Apple Data Center PV | NC | Catawba | PV1 | OP | Solar Photovoltaic | PV | Commercial Non-CHP | 4 | 21 | 20 | 16.5 | 2 | 2013 |  | Y | [8 empty] | 90 |  | 25 | Y | [5 empty] | N |  | N
803 | Arizona Public Service Co | 57997 | Foothills Solar Plant Hybrid | AZ | Yuma | PV1 | OP | Solar Photovoltaic | PV | Electric Utility | 1 | 17 | 17 | 17 | 3 | 2013 |  | Y | [8 empty] | 0 | 0 | 25 | Y | [5 empty] | N |  | N
803 | Arizona Public Service Co | 57997 | Foothills Solar Plant Hybrid | AZ | Yuma | PV2 | OP | Solar Photovoltaic | PV | Electric Utility | 1 | 18 | 18 | 18 | 12 | 2013 |  | Y | [8 empty] | 0 | 0 | 27 | Y | [5 empty] | N |  | N
56769 | Consolidated Edison Development Inc. | 58002 | Alpaugh North | CA | Tulare | SPS | OP | Solar Photovoltaic | PV | IPP Non-CHP | 2 | 20 | 20 | 20 | 12 | 2012 |  | Y | [8 empty] | 0 | 0 | 26 | Y | [5 empty] | N |  | N
56769 | Consolidated Edison Development Inc. | 58003 | Alpaugh 50 | CA | Tulare | SPS50 | OP | Solar Photovoltaic | PV | IPP Non-CHP | 2 | 50 | 50 | 50 | 12 | 2012 |  | Y | [8 empty] | 0 | 0 | 66 | Y | [5 empty] | N |  | N
57383 | Wasatch View Solar LLC | 58006 | Salt Palace Solar Gen Plant | UT | Salt Lake | 1 | OP | Solar Photovoltaic | PV | IPP Non-CHP | 2 | 0.8 | 0.8 | 0.8 | 5 | 2012 |  |  |  | Y | [6 empty] | 180 | 10 | 1 | Y | [5 empty] | N |  | N
57383 | Wasatch View Solar LLC | 58006 | Salt Palace Solar Gen Plant | UT | Salt Lake | 2 | OP | Solar Photovoltaic | PV | IPP Non-CHP | 2 | 0.5 | 0.5 | 0.5 | 5 | 2012 |  |  |  | Y | [6 empty] | 180 | 10 | 0.6 | Y | [5 empty] | N |  | N
57386 | SunE CPS3 LLC | 58009 | SunE CPS3 LLC | TX | Bexar | 1 | OP | Solar Photovoltaic | PV | IPP Non-CHP | 2 | 5.6 | 5.6 | 5.6 | 5 | 2012 |  | Y | [8 empty] | 0 | 45 | 6.5 | Y | [5 empty] | N |  | N
57386 | SunE CPS3 LLC | 58009 | SunE CPS3 LLC | TX | Bexar | 2 | OP | Solar Photovoltaic | PV | IPP Non-CHP | 2 | 5 | 5 | 5 | 7 | 2012 |  | Y | [8 empty] | 0 | 45 | 5.8 | Y | [5 empty] | N |  | N
57390 | Siemens Government Technologies Inc | 58010 | WSMR I | NM | Dona Ana | WSMR1 | OP | Solar Photovoltaic | PV | IPP Non-CHP | 2 | 3.7 | 4.1 | 4.1 | 12 | 2012 |  | Y |  |  | N | [6 empty] | 38 | 4.1 | Y |  |  |  |  | Y | N |  | N
57390 | Siemens Government Technologies Inc | 58010 | WSMR I | NM | Dona Ana | WSMR2 | OP | Solar Photovoltaic | PV | IPP Non-CHP | 2 | 0.4 | 0.4 | 0.4 | 12 | 2012 |  |  |  | Y | [6 empty] | 181 | 15 | 0.4 | Y |  |  |  |  | Y | N |  | N
57389 | IKEA Property Inc | 58011 | IKEA Savannah 490 | GA | Chatham | IKEA | OP | Solar Photovoltaic | PV | Commercial Non-CHP | 4 | 1 | 1.2 | 1.2 | 1 | 2021 |  |  |  | Y | [6 empty] | 180 | 12 | 1.5 | Y | [5 empty] | Y | 1.3 | N
57389 | IKEA Property Inc | 58011 | IKEA Savannah 490 | GA | Chatham | PV | OP | Solar Photovoltaic | PV | Commercial Non-CHP | 4 | 1.2 | 1.2 | 1.2 | 9 | 2012 |  |  |  | Y | [6 empty] | 180 | 12 | 1.5 | Y | [5 empty] | Y | 1.5 | N
57389 | IKEA Property Inc | 58012 | IKEA Tampa 042 | FL | Hillsborough | PV | OP | Solar Photovoltaic | PV | Commercial Non-CHP | 4 | 1 | 1 | 1 | 8 | 2012 |  |  |  | Y | [6 empty] | 180 | 12 | 1.2 | Y | [5 empty] | Y | 1.2 | N
57389 | IKEA Property Inc | 58013 | IKEA Round Rock 027 | TX | Williamson | PV | OP | Solar Photovoltaic | PV | Commercial Non-CHP | 4 | 1.4 | 1.3 | 1.3 | 9 | 2012 |  |  |  | Y | [6 empty] | 180 | 12 | 1.6 | Y | [5 empty] | Y | 1.6 | N
57389 | IKEA Property Inc | 58014 | IKEA Perryville 460 | MD | Cecil | PV | OP | Solar Photovoltaic | PV | Commercial Non-CHP | 4 | 2.1 | 2 | 2 | 2 | 2013 |  |  |  | Y | [6 empty] | 180 | 12 | 2.6 |  |  | Y |  |  |  | Y | 2.6 | N
57389 | IKEA Property Inc | 58015 | IKEA College Park 411 | MD | Prince Georges | IKEA | OP | Solar Photovoltaic | PV | Commercial Non-CHP | 4 | 1 | 1 | 1 | 10 | 2021 |  |  |  | Y | [6 empty] | 180 | 12 | 1.2 | Y | [5 empty] | Y | 1.2 | N
57389 | IKEA Property Inc | 58015 | IKEA College Park 411 | MD | Prince Georges | PV | OP | Solar Photovoltaic | PV | Commercial Non-CHP | 4 | 1 | 1 | 1 | 2 | 2012 |  |  |  | Y | [6 empty] | 180 | 12 | 1.2 | Y | [5 empty] | Y | 1.2 | N
57389 | IKEA Property Inc | 58016 | IKEA Westhampton 061 | NJ | Burlington | PV | OP | Solar Photovoltaic | PV | Commercial Non-CHP | 4 | 1.8 | 1.8 | 1.8 | 2 | 2013 |  |  |  | Y | [6 empty] | 180 | 12 | 2.2 |  |  | Y |  |  |  | Y | 2.2 | N
56769 | Consolidated Edison Development Inc. | 58017 | Copper Mountain Solar 2 | NV | Clark | PV01 | OP | Solar Photovoltaic | PV | IPP Non-CHP | 2 | 30 | 30 | 30 | 10 | 2012 |  |  |  | Y | [6 empty] | 180 | 25 | 36.6 |  | Y |  |  |  |  | N |  | N
56769 | Consolidated Edison Development Inc. | 58017 | Copper Mountain Solar 2 | NV | Clark | PV02 | OP | Solar Photovoltaic | PV | IPP Non-CHP | 2 | 30 | 30 | 30 | 8 | 2012 |  |  |  | Y | [6 empty] | 180 | 25 | 36.6 |  | Y |  |  |  |  | N |  | N
56769 | Consolidated Edison Development Inc. | 58017 | Copper Mountain Solar 2 | NV | Clark | PV03 | OP | Solar Photovoltaic | PV | IPP Non-CHP | 2 | 34 | 34 | 34 | 7 | 2012 |  |  |  | Y | [6 empty] | 180 | 25 | 41.2 |  | Y |  |  |  |  | N |  | N
56769 | Consolidated Edison Development Inc. | 58017 | Copper Mountain Solar 2 | NV | Clark | PV04 | OP | Solar Photovoltaic | PV | IPP Non-CHP | 2 | 30 | 30 | 30 | 1 | 2015 |  |  |  | Y | [6 empty] | 180 | 25 | 36.6 |  | Y |  |  |  |  | N |  | N
56769 | Consolidated Edison Development Inc. | 58017 | Copper Mountain Solar 2 | NV | Clark | PV05 | OP | Solar Photovoltaic | PV | IPP Non-CHP | 2 | 30 | 30 | 30 | 2 | 2015 |  |  |  | Y | [6 empty] | 180 | 25 | 36.6 |  | Y |  |  |  |  | N |  | N
57403 | SunE CPS2 LLC | 58027 | SunE CPS2 LLC | TX | Bexar | 1 | OP | Solar Photovoltaic | PV | IPP Non-CHP | 2 | 10 | 9.9 | 9.9 | 5 | 2012 |  | Y | [8 empty] | 0 | 45 | 11.6 | Y | [5 empty] | N |  | N
57389 | IKEA Property Inc | 58028 | IKEA Tejon 345 | CA | Kern | PV | OP | Solar Photovoltaic | PV | Commercial Non-CHP | 4 | 1.5 | 1.5 | 1.5 | 4 | 2011 |  |  |  | Y | [6 empty] | 180 | 12 | 1.8 | Y | [5 empty] | Y | 1.8 | N
57311 | Luminace Solar Federal, LLC | 58029 | Constellation New Energy Inc | NJ | Burlington | PV1 | OP | Solar Photovoltaic | PV | IPP Non-CHP | 2 | 3.9 | 3.9 | 3.9 | 12 | 2011 |  |  |  | Y | [6 empty] | 180 | 20 | 5 | Y | [5 empty] | Y | 5 | N
56990 | NJR Clean Energy Ventures Corporation | 58030 | Reeves Station Rd East | NJ | Burlington | REEVE | OP | Solar Photovoltaic | PV | IPP Non-CHP | 2 | 5.5 | 5.5 | 5.5 | 10 | 2012 |  |  |  | Y | [6 empty] | 180 | 25 | 6.7 | Y | [5 empty] | N |  | N
57365 | Consolidated Edison Solutions Inc. | 58032 | Padelford Solar | MA | Bristol | PSMA | OP | Solar Photovoltaic | PV | IPP Non-CHP | 2 | 2.2 | 2.2 | 2.2 | 12 | 2012 |  |  |  | Y | [6 empty] | 180 | 25 | 2.9 | Y | [5 empty] | N |  | N
60281 | Altus Power America Management, LLC | 58034 | Nickel 1 Solar Facility | CA | Kern | 1 | OP | Solar Photovoltaic | PV | IPP Non-CHP | 2 | 1.5 | 1.5 | 1.5 | 11 | 2012 |  |  |  | Y | [6 empty] | 180 | 25 | 1.8 | Y | [5 empty] | N |  | N
57407 | Riverside Renewable Energy | 58036 | Riverside Renewable Energy LLC | NJ | Camden | 1 | OP | Solar Photovoltaic | PV | IPP Non-CHP | 2 | 7.5 | 7.5 | 6 | 11 | 2011 |  |  |  | Y | [6 empty] | 180 | 5 | 9 | Y | [5 empty] | Y | 9 | N
57408 | Luminace Solar Arizona, LLC | 58037 | Buckeye Union HS District 201 | AZ | Maricopa | PV1 | OP | Solar Photovoltaic | PV | IPP Non-CHP | 2 | 3.3 | 3.3 | 3.3 | 12 | 2011 |  |  |  | Y | [6 empty] | 180 | 8 | 4.3 | Y | [5 empty] | Y | 4.3 | N
60898 | Axium US Solar Holdings LLC | 58039 | Axium Modesto Solar | CA | Stanislaus | 1 | OP | Solar Photovoltaic | PV | IPP Non-CHP | 2 | 25 | 25 | 25 | 12 | 2012 |  | Y | [8 empty] | 0 | 0 | 31.3 | Y | [5 empty] | N |  | N
63068 | CVI CleanCapital Solar 4 LLC | 58040 | United Stationers Supply Solar Electric | NJ | Middlesex | SEF-A | OP | Solar Photovoltaic | PV | Commercial Non-CHP | 4 | 2 | 2 | 2 | 12 | 2011 |  |  |  | Y | [6 empty] | 188 | 11.8 | 2.3 | Y | [5 empty] | Y | 2.3 | N
63068 | CVI CleanCapital Solar 4 LLC | 58040 | United Stationers Supply Solar Electric | NJ | Middlesex | SEF-B | OP | Solar Photovoltaic | PV | Commercial Non-CHP | 4 | 0.8 | 0.8 | 0.8 | 12 | 2011 |  |  |  | Y | [6 empty] | 188 | 11.8 | 1 | Y | [5 empty] | Y | 1 | N
65411 | Duke Energy Renewables Services | 58042 | Black Mountain Solar LLC | AZ | Mohave | 1 | OP | Solar Photovoltaic | PV | IPP Non-CHP | 2 | 9 | 9 | 9 | 12 | 2012 |  | Y | [8 empty] | 180 |  | 10 | Y | [5 empty] | N |  | N
57420 | Jordache Enterprises | 58049 | Jordache Enterprises Solar | NJ | Middlesex | PV | OP | Solar Photovoltaic | PV | Commercial Non-CHP | 4 | 1.3 | 1.3 | 1.3 | 11 | 2011 |  |  |  | Y | N | [5 empty] | 0 | 0 | 1.6 | Y |  |  | Y |  |  | Y | 1.6 | N
63952 | Irwindale Brew Yard, LLC | 58056 | Irwindale Brew Yard, LLC | CA | Los Angeles | PV | OP | Solar Photovoltaic | PV | Industrial Non-CHP | 6 | 2.5 | 0.8 | 0.8 | 3 | 2015 |  | Y | [8 empty] | 28 | 28 | 3.2 | Y | [5 empty] | N |  | N
9216 | Imperial Irrigation District | 58062 | Imperial Valley Solar Company 1 LLC | CA | Imperial | 0001 | OP | Solar Photovoltaic | PV | Electric Utility | 1 | 23 | 23 | 23 | 6 | 2012 |  |  |  | Y | [6 empty] | 180 | 30 | 28.5 | Y | [5 empty] | N |  | N
57441 | MARTA | 58064 | Laredo Bus Facility Solar Canopies | GA | DeKalb | LBFS | OP | Solar Photovoltaic | PV | Commercial Non-CHP | 4 | 1 | 1 | 1 | 1 | 2012 |  |  |  | Y | [6 empty] | 180 | 20 | 1.2 | Y | [5 empty] | N |  | N
57419 | SunE CPS1 LLC | 58068 | SunE CPS1 LLC | TX | Bexar | 1 | OP | Solar Photovoltaic | PV | IPP Non-CHP | 2 | 10 | 9.9 | 9.9 | 5 | 2012 |  | Y | [8 empty] | 90 | 45 | 11.6 | Y | [5 empty] | N |  | N
57446 | FRIT Solar Inc | 58070 | Mercer Mall | NJ | Mercer | 1 | OP | Solar Photovoltaic | PV | Commercial Non-CHP | 4 | 1.1 | 1.1 | 1.1 | 3 | 2012 |  |  |  | Y | [6 empty] | 155 | 15 | 1.5 | Y | [5 empty] | Y | 1.5 | N
65432 | CVI CleanCapital Solar 1 LLC | 58073 | SEPV 1 | CA | Los Angeles | SEPV | OP | Solar Photovoltaic | PV | IPP Non-CHP | 2 | 2 | 2 | 2 | 5 | 2012 |  | Y | [8 empty] | 90 |  | 2.3 | Y | [5 empty] | Y | 2.3 | N
65432 | CVI CleanCapital Solar 1 LLC | 58074 | SEPV 2 | CA | San Bernardino | SEPV | OP | Solar Photovoltaic | PV | IPP Non-CHP | 2 | 2 | 2 | 2 | 6 | 2012 |  | Y | [8 empty] | 90 |  | 2.2 | Y | [5 empty] | Y | 2.2 | N
65164 | CleanCapital Holdings | 58076 | Edwards Air Force Base | CA | Kern | 1 | OP | Solar Photovoltaic | PV | IPP Non-CHP | 2 | 1 | 1 | 1 | 12 | 2011 |  | Y | [8 empty] | 180 | 20 | 1.1 | Y | [5 empty] | Y | 1.1 | N
65164 | CleanCapital Holdings | 58076 | Edwards Air Force Base | CA | Kern | 2 | OP | Solar Photovoltaic | PV | IPP Non-CHP | 2 | 1 | 1 | 1 | 12 | 2011 |  | Y | [8 empty] | 180 | 20 | 1.1 | Y | [5 empty] | Y | 1.1 | N
65164 | CleanCapital Holdings | 58076 | Edwards Air Force Base | CA | Kern | 3 | OP | Solar Photovoltaic | PV | IPP Non-CHP | 2 | 1 | 1 | 1 | 12 | 2011 |  | Y | [8 empty] | 180 | 20 | 1.1 | Y | [5 empty] | Y | 1.1 | N
40577 | American Mun Power-Ohio, Inc | 58082 | AMP Napoleon Solar Facility | OH | Henry | NSF1 | OP | Solar Photovoltaic | PV | Electric Utility | 1 | 3.5 | 3.5 | 3.5 | 9 | 2012 |  |  |  | Y | [6 empty] | 180 | 30 | 4.2 | Y | [5 empty] | N |  | N
60947 | Tesla Inc. | 58086 | Intel Folsom | CA | Sacramento | 1 | OP | Solar Photovoltaic | PV | IPP Non-CHP | 2 | 0.5 | 0.5 | 0.5 | 7 | 2010 |  | Y | [8 empty] | 180 | 20 | 0.6 | Y | [5 empty] | Y | 0.6 | N
60947 | Tesla Inc. | 58086 | Intel Folsom | CA | Sacramento | 2 | OP | Solar Photovoltaic | PV | IPP Non-CHP | 2 | 0.5 | 0.5 | 0.5 | 7 | 2010 |  | Y | [8 empty] | 230 | 5 | 0.6 | Y | [5 empty] | Y | 0.6 | N
63068 | CVI CleanCapital Solar 4 LLC | 58090 | Middlesex Apple Orchard Solar | NJ | Middlesex | SEF-1 | OP | Solar Photovoltaic | PV | Commercial Non-CHP | 4 | 1.3 | 1.3 | 1.3 | 4 | 2013 |  |  |  | Y | [6 empty] | 149 | 20 | 1.5 | Y | [5 empty] | Y | 1.5 | N
63068 | CVI CleanCapital Solar 4 LLC | 58090 | Middlesex Apple Orchard Solar | NJ | Middlesex | SEF-2 | OP | Solar Photovoltaic | PV | Commercial Non-CHP | 4 | 3.4 | 3.4 | 3.4 | 4 | 2013 |  |  |  | Y | [6 empty] | 149 | 20 | 4.2 | Y | [5 empty] | Y | 4.2 | N
60281 | Altus Power America Management, LLC | 58091 | Keystone Solar | PA | Lancaster | KSTN | OP | Solar Photovoltaic | PV | IPP Non-CHP | 2 | 5 | 5 | 5 | 9 | 2012 |  |  |  | Y | [6 empty] | 182 | 25 | 6 | Y | [5 empty] | N |  | N
57474 | Bed Bath & Beyond | 58093 | BBB Corporate Headquarters | NJ | Union | HQNJ | OP | Solar Photovoltaic | PV | IPP Non-CHP | 2 | 1 | 1 | 1 | 6 | 2010 |  |  |  | Y | [6 empty] | 180 | 10 | 1.2 | Y | [5 empty] | Y | 1.2 | N
57474 | Bed Bath & Beyond | 58094 | Christmas Tree Shops DC Burlington NJ | NJ | Burlington | FINJ | OP | Solar Photovoltaic | PV | IPP Non-CHP | 2 | 2.1 | 2.1 | 2.1 | 1 | 2011 |  |  |  | Y | [6 empty] | 180 | 10 | 2.5 | Y | [5 empty] | Y | 2.5 | N
57474 | Bed Bath & Beyond | 58095 | Harmon DC Totowa NJ | NJ | Passaic | TONJ | OP | Solar Photovoltaic | PV | IPP Non-CHP | 2 | 1.5 | 1.5 | 1.5 | 1 | 2012 |  |  |  | Y | [6 empty] | 180 | 10 | 1.7 | Y | [5 empty] | Y | 1.7 | N
57474 | Bed Bath & Beyond | 58096 | Bed Bath & Beyond DC Port Reading NJ | NJ | Middlesex | PTNJ | OP | Solar Photovoltaic | PV | Commercial Non-CHP | 4 | 1.8 | 1.8 | 1.8 | 12 | 2011 |  |  |  | Y | [6 empty] | 180 | 5 | 2.1 | Y | [5 empty] | Y | 2.1 | N
60281 | Altus Power America Management, LLC | 58097 | Green Meadows | MA | Barnstable | 1 | OP | Solar Photovoltaic | PV | IPP Non-CHP | 2 | 3.5 | 3.5 | 3.5 | 5 | 2014 |  |  |  | Y | [6 empty] | 180 | 25 | 4.3 | Y | [5 empty] | N |  | N
65432 | CVI CleanCapital Solar 1 LLC | 58118 | La Joya Del Sol | CA | Fresno | JDS1 | OP | Solar Photovoltaic | PV | IPP Non-CHP | 2 | 1.5 | 1.5 | 1.5 | 12 | 2012 |  | Y | [8 empty] | 90 |  | 1.8 | Y | [5 empty] | Y | 1.8 | N
62034 | Depot Park Solar Farm | 58119 | Depot Park Solar System | CA | Sacramento | DPSS | OP | Solar Photovoltaic | PV | IPP Non-CHP | 2 | 3 | 3 | 3 | 12 | 2010 |  | Y |  |  | Y |  |  |  |  | N | 90 |  | 3.4 | Y | [5 empty] | N |  | N
56990 | NJR Clean Energy Ventures Corporation | 58123 | Wakefern Food Corp | NJ | Middlesex | 1 | OP | Solar Photovoltaic | PV | IPP Non-CHP | 2 | 2 | 2 | 2 | 12 | 2012 |  |  |  | Y | [6 empty] | 187 | 14 | 2.4 | Y | [5 empty] | Y | 2.4 | N
58083 | Outback Solar, LLC | 58131 | Outback Solar At Christmas Valley | OR | Lake | PV1 | OP | Solar Photovoltaic | PV | IPP Non-CHP | 2 | 4.4 | 4.4 | 4.4 | 10 | 2012 |  | Y | [8 empty] | 180 |  | 5.7 | Y | [5 empty] | Y | 5.7 | N
64252 | Oberlin College | 58134 | Oberlin Spear Point Solar One | OH | Lorain | OSSO | OP | Solar Photovoltaic | PV | Commercial Non-CHP | 4 | 2 | 2 | 2 | 11 | 2012 |  | Y | [8 empty] | 0 | 0 | 2.3 | Y | [5 empty] | N |  | N
65411 | Duke Energy Renewables Services | 58135 | Washington White Post Solar LLC | NC | Beaufort | 1 | OP | Solar Photovoltaic | PV | IPP Non-CHP | 2 | 12.4 | 12.4 | 12.4 | 12 | 2012 |  |  |  | Y | [6 empty] | 180 | 25 | 15 | Y | [5 empty] | N |  | N
65432 | CVI CleanCapital Solar 1 LLC | 58144 | SVEP Solar Project Company | VT | Bennington | SVEP1 | OP | Solar Photovoltaic | PV | IPP Non-CHP | 2 | 2 | 2 | 2 | 12 | 2012 |  | Y |  | N | [6 empty] | 0 | 30 | 2.2 | Y | [5 empty] | Y | 2.2 | N
65432 | CVI CleanCapital Solar 1 LLC | 58145 | Williamstown Solar | VT | Orange | WTS_1 | OP | Solar Photovoltaic | PV | IPP Non-CHP | 2 | 2 | 2 | 2 | 12 | 2012 |  |  |  | Y | [6 empty] | 180 | 30 | 2.5 | Y | [5 empty] | Y | 2.5 | N
58108 | SunE AZ1, LLC | 58147 | Prescott Solar Plant | AZ | Yavapai | PV1 | OP | Solar Photovoltaic | PV | IPP Non-CHP | 2 | 10.8 | 10.8 | 10.8 | 12 | 2011 |  | Y | [8 empty] | 0 | 0 | 11.7 | Y | [5 empty] | N |  | N
58111 | RE Kansas South LLC | 58148 | RE Kansas South LLC | CA | Kings | KS | OP | Solar Photovoltaic | PV | IPP Non-CHP | 2 | 20 | 20 | 20 | 6 | 2013 |  | Y | [8 empty] | 0 | 0 | 27 | Y | [5 empty] | N |  | N
58112 | TA-High Desert LLC | 58149 | TA-High Desert LLC | CA | Los Angeles | TAHD | OP | Solar Photovoltaic | PV | IPP Non-CHP | 2 | 20 | 20 | 20 | 3 | 2013 |  | Y | [8 empty] | 0 | 0 | 25.6 | Y | [5 empty] | N |  | N
14354 | PacifiCorp | 58150 | Black Cap Solar Plant | OR | Lake | 1 | OP | Solar Photovoltaic | PV | Electric Utility | 1 | 2 | 2 | 2 | 10 | 2012 |  | Y | [8 empty] | 90 | 0 | 2.6 | Y | [5 empty] | N |  | N
58135 | Ecos Energy LLC | 58164 | Slayton Solar | MN | Murray | PV1 | OP | Solar Photovoltaic | PV | IPP Non-CHP | 2 | 1.7 | 1.7 | 1.7 | 1 | 2013 |  |  |  | Y | [6 empty] | 180 | 35 | 2 | Y | [5 empty] | N |  | N
58104 | California State University at Fullerton | 58169 | CSUF Trigeneration | CA | Orange | CPAC | OP | Solar Photovoltaic | PV | Commercial CHP | 5 | 0.3 | 0.3 | 0.3 | 1 | 2012 |  |  |  | Y | [6 empty] | 180 | 10 | 0.4 | Y | [5 empty] | N |  | N
58104 | California State University at Fullerton | 58169 | CSUF Trigeneration | CA | Orange | KHS | OP | Solar Photovoltaic | PV | Commercial CHP | 5 | 0.3 | 0.3 | 0.3 | 1 | 2012 |  |  |  | Y | [6 empty] | 180 | 10 | 0.4 | Y | [5 empty] | N |  | N
58104 | California State University at Fullerton | 58169 | CSUF Trigeneration | CA | Orange | NPS | OP | Solar Photovoltaic | PV | Commercial CHP | 5 | 2 | 2 | 2 | 12 | 2016 |  |  |  | Y | [6 empty] | 180 | 10 | 2.2 | Y | [5 empty] | N |  | N
58104 | California State University at Fullerton | 58169 | CSUF Trigeneration | CA | Orange | PS4 | OP | Solar Photovoltaic | PV | Commercial CHP | 5 | 0.3 | 0.3 | 0.3 | 1 | 2012 |  |  |  | Y | [6 empty] | 180 | 10 | 0.3 | Y | [5 empty] | N |  | N
58104 | California State University at Fullerton | 58169 | CSUF Trigeneration | CA | Orange | PS5 | OP | Solar Photovoltaic | PV | Commercial CHP | 5 | 0.4 | 0.4 | 0.4 | 7 | 2020 |  |  |  | Y | [6 empty] | 180 | 10 | 0.5 | Y | [5 empty] | N |  | N
58104 | California State University at Fullerton | 58169 | CSUF Trigeneration | CA | Orange | SCPS | OP | Solar Photovoltaic | PV | Commercial CHP | 5 | 1 | 1 | 1 | 12 | 2016 |  |  |  | Y | [6 empty] | 180 | 10 | 1.1 | Y | [5 empty] | N |  | N
58140 | San Bernardino Comm College Dist | 58170 | Crafton Hills College Solar Farm | CA | San Bernardino | GEN1 | OP | Solar Photovoltaic | PV | Commercial Non-CHP | 4 | 1.3 | 1.3 | 1.3 | 6 | 2012 |  |  | Y | [9 empty] | 1.3 | Y | [5 empty] | N |  | N
24211 | Tucson Electric Power Co | 58171 | Prairie Fire | AZ | Pima | GEN1 | OP | Solar Photovoltaic | PV | Electric Utility | 1 | 4.5 | 4.5 | 4.5 | 12 | 2012 |  |  |  | Y | [6 empty] | 180 | 25 | 5 | Y | [5 empty] | N |  | N
57365 | Consolidated Edison Solutions Inc. | 58174 | Wilson Solar | MA | Worcester | WSMA | OP | Solar Photovoltaic | PV | IPP Non-CHP | 2 | 2 | 2 | 2 | 6 | 2013 |  |  |  | Y | [6 empty] | 180 | 25 | 2.5 | Y | [5 empty] | N |  | Y | 2.5
58148 | U.S. General Services Administration | 58178 | M. G. Emmett J. Bean Federal Center | IN | Marion | 1 | OP | Solar Photovoltaic | PV | IPP Non-CHP | 2 | 1.9 | 1.5 | 1.2 | 4 | 2011 |  |  |  | Y | [6 empty] | 180 | 18 | 2 | Y | [5 empty] | Y | 2 | N
58164 | 180 Raritan Energy Solutions, LLC | 58187 | 180 Raritan Solar | NJ | Middlesex | 1 | OP | Solar Photovoltaic | PV | IPP Non-CHP | 2 | 1.9 | 1.9 | 1.9 | 6 | 2012 |  |  |  | Y | [6 empty] | 188 | 10 | 2.3 | Y | [5 empty] | Y | 2.1 | N
61944 | MN8 Energy LLC | 58202 | RE Victor Phelan Solar One LLC | CA | San Bernardino | VPS1 | OP | Solar Photovoltaic | PV | IPP Non-CHP | 2 | 20 | 20 | 20 | 12 | 2013 |  | Y | [8 empty] | 90 |  | 22.3 | Y | [5 empty] | Y | 22.3 | N
56751 | Yolo County of | 58204 | Grassland 3&4 Solar Project | CA | Yolo | INV3 | OP | Solar Photovoltaic | PV | IPP Non-CHP | 2 | 2.5 | 2.5 | 1.5 | 7 | 2013 |  |  | Y | [9 empty] | 2.5 | Y | [5 empty] | N |  | N
14328 | Pacific Gas & Electric Co. | 58206 | West Gates Solar Station | CA | Fresno | 1 | OP | Solar Photovoltaic | PV | Electric Utility | 1 | 10 | 10 | 10 | 5 | 2013 |  |  |  | Y | [6 empty] | 180 | 25 | 12.9 | Y | [5 empty] | N |  | N
58185 | FirstLight Power Resources, Inc. - MA | 58210 | NFM Solar Power LLC | MA | Franklin | 1 | OP | Solar Photovoltaic | PV | IPP Non-CHP | 2 | 1.9 | 1.9 | 1.9 | 3 | 2012 |  |  |  | Y | [6 empty] | 180 | 20 | 2 |  |  | N | Y |  |  | Y | 2 | N
58182 | SunE AZ2, LLC | 58213 | Saddle Mountain Solar I | AZ | Maricopa | AZ2 | OP | Solar Photovoltaic | PV | IPP Non-CHP | 2 | 15 | 15 | 15 | 12 | 2012 |  | Y | [8 empty] | 0 | 0 | 16.9 | Y | [5 empty] | N |  | N
56769 | Consolidated Edison Development Inc. | 58214 | West Greenwich Solar | RI | Kent | WGRI | OP | Solar Photovoltaic | PV | IPP Non-CHP | 2 | 1.9 | 1.9 | 1.9 | 5 | 2013 |  |  |  | Y | [6 empty] | 180 | 25 | 2 | Y | [5 empty] | N |  | N
56751 | Yolo County of | 58217 | Grassland 1&2 Solar Project | CA | Yolo | INV4 | OP | Solar Photovoltaic | PV | IPP Non-CHP | 2 | 2.5 | 2.5 | 1.5 | 7 | 2013 |  |  | Y | [9 empty] | 2.5 | Y | [5 empty] | N |  | N
58197 | Newberry Solar 1 LLC | 58226 | Newberry Solar 1 LLC | CA | San Bernardino | 1 | OP | Solar Photovoltaic | PV | IPP Non-CHP | 2 | 1.5 | 1.5 | 1.5 | 12 | 2013 |  |  | Y |  |  |  | N | [5 empty] | 1.6 | Y |  |  |  |  | Y | N |  | N
65411 | Duke Energy Renewables Services | 58227 | SEPV9 Power Plant | CA | San Bernardino | SPV9 | OP | Solar Photovoltaic | PV | IPP Non-CHP | 2 | 9 | 8.5 | 8.8 | 6 | 2013 |  | Y | [8 empty] | 180 |  | 11 | Y | [5 empty] | N |  | N
58201 | Milford Solar LLC | 58228 | Milford Solar Farm | DE | Kent | GEN1 | OP | Solar Photovoltaic | PV | IPP Non-CHP | 2 | 11.8 | 11.8 | 11.8 | 12 | 2012 |  |  |  | Y | [6 empty] | 180 | 20 | 15 | Y | [5 empty] | N |  | N
58203 | NRG Energy Center Eagles LLC | 58231 | Lincoln Financial Field | PA | Philadelphia | GEN1 | OP | Solar Photovoltaic | PV | IPP Non-CHP | 2 | 2.9 | 2.9 | 2.9 | 1 | 2013 |  |  |  | Y | [5 empty] | N | 100 | 20 | 3.2 | Y | [5 empty] | N |  | N
61012 | AES Distributed Energy | 58232 | Tahquitz High School | CA | Riverside | TAHQ | OP | Solar Photovoltaic | PV | Commercial Non-CHP | 4 | 1 | 1 | 1 | 9 | 2012 |  | Y |  | N | [6 empty] | 90 |  | 1.1 | Y | [5 empty] | Y | 1 | N
65411 | Duke Energy Renewables Services | 58234 | SEPV 8 | CA | San Bernardino | SPV8 | OP | Solar Photovoltaic | PV | IPP Non-CHP | 2 | 12 | 11.8 | 11.8 | 6 | 2013 |  | Y | [8 empty] | 180 |  | 14.6 | Y | [5 empty] | N |  | N
9417 | Interstate Power and Light Co | 58236 | Marshalltown Generating Station | IA | Marshall | PV1 | OP | Solar Photovoltaic | PV | Electric Utility | 1 | 2.6 | 2.6 | 2.6 | 2 | 2020 |  |  |  | Y | [6 empty] | 180 | 25 | 3.4 | [5 empty] | Y | N |  | N
63249 | Terraform Arcadia | 58239 | Kent County-Kennedyville | MD | Kent | PVKV | OP | Solar Photovoltaic | PV | IPP Non-CHP | 2 | 1 | 1 | 1 | 8 | 2012 |  |  |  | Y | [6 empty] | 180 | 25 | 1.1 | Y | [5 empty] | Y | 1.1 | N
63249 | Terraform Arcadia | 58240 | Kit Carson | NM | Taos | PV_KC | OP | Solar Photovoltaic | PV | IPP Non-CHP | 2 | 1.3 | 1.3 | 1.3 | 6 | 2012 |  | Y | [8 empty] | 0 | 0 | 1.3 | Y | [5 empty] | N |  | N
63249 | Terraform Arcadia | 58241 | Rock Hall | MD | Kent | RCKHL | OP | Solar Photovoltaic | PV | IPP Non-CHP | 2 | 1 | 1 | 1 | 12 | 2012 |  |  |  | Y | [6 empty] | 180 | 25 | 1.3 | Y | [5 empty] | N |  | N
63249 | Terraform Arcadia | 58243 | Kent County - Worton Complex | MD | Kent | WRTN | OP | Solar Photovoltaic | PV | IPP Non-CHP | 2 | 1 | 1 | 1 | 7 | 2012 |  |  |  | Y | [6 empty] | 180 | 25 | 1.3 | Y | [5 empty] | N |  | N
61012 | AES Distributed Energy | 58244 | West Valley High School Solar | CA | Riverside | WEST | OP | Solar Photovoltaic | PV | Commercial Non-CHP | 4 | 1 | 0.9 | 0.9 | 9 | 2012 |  | Y |  | N | [6 empty] | 90 |  | 1 | Y | [5 empty] | Y | 1 | N
57276 | Los Angeles Community College District | 58248 | Pierce College | CA | Los Angeles | GEN1 | OP | Solar Photovoltaic | PV | Commercial Non-CHP | 4 | 1.9 | 1.9 | 1.9 | 1 | 2013 | N |  |  | Y | [6 empty] | 180 | 2 | 2.3 | Y | [5 empty] | Y | 2.3 | N
59553 | VA Sepulveda Ambulatory Care Center | 58249 | VA Sepulveda Ambulatory Care Center | CA | Los Angeles | GEN1 | OP | Solar Photovoltaic | PV | Commercial Non-CHP | 4 | 4.4 | 3.5 | 3.5 | 10 | 2014 |  | N |  | Y | [6 empty] | 180 | 10 | 4.8 | Y | [5 empty] | Y | 4 | N
63330 | Televison City Studios, LLC. | 58253 | CBS Television City | CA | Los Angeles | GEN1 | OP | Solar Photovoltaic | PV | Commercial Non-CHP | 4 | 1.6 | 1.6 | 1.6 | 7 | 2013 |  |  |  | Y | [6 empty] | 270 | 5 | 1.8 | Y | [5 empty] | Y | 1.8 | N
11204 | Los Alamos County | 58256 | Los Alamos PV Site | NM | Los Alamos | 1 | OP | Solar Photovoltaic | PV | Electric Utility | 1 | 1 | 1 | 1 | 9 | 2012 |  |  |  | Y | [6 empty] | 180 | 37 | 1.1 | Y | [5 empty] | N |  | N
60281 | Altus Power America Management, LLC | 58259 | Kalaeloa Solar Two | HI | Honolulu | KAS2 | OP | Solar Photovoltaic | PV | IPP Non-CHP | 2 | 5 | 5 | 5 | 12 | 2012 |  | Y | [8 empty] | 90 |  | 6 | Y | [5 empty] | N |  | N
58238 | Enfinity NorCal 1 FAA LLC | 58261 | FAA NorCal TRACON | CA | Sacramento | 1 | OP | Solar Photovoltaic | PV | IPP Non-CHP | 2 | 1 | 1 | 1 | 12 | 2012 |  | Y |  | Y | [6 empty] | 90 | 0 | 1.2 | Y | [5 empty] | N |  | N
58239 | Desert Sky Solar LLC | 58262 | Badger 1 | AZ | Maricopa | 1 | OP | Solar Photovoltaic | PV | IPP Non-CHP | 2 | 14.8 | 14.8 | 14.8 | 11 | 2013 |  | Y | [8 empty] | 90 |  | 19.3 | Y | [5 empty] | N |  | N
65164 | CleanCapital Holdings | 58270 | Acushnet AD Makepeace | MA | Plymouth | 1 | OP | Solar Photovoltaic | PV | IPP Non-CHP | 2 | 4.1 | 4.7 | 4.7 | 7 | 2012 |  |  |  | Y | [6 empty] | 180 | 30 | 4.7 | Y | [5 empty] | N |  | Y | 4.7
65164 | CleanCapital Holdings | 58271 | Acushnet Hawes Reed Road | MA | Bristol | 1 | OP | Solar Photovoltaic | PV | IPP Non-CHP | 2 | 1 | 1 | 1 | 7 | 2012 |  |  |  | Y | [6 empty] | 172 | 25 | 1.3 | Y | [5 empty] | N |  | Y | 1.3
65164 | CleanCapital Holdings | 58272 | Easthampton Landfill-City of Easthampton | MA | Hampshire | 1 | OP | Solar Photovoltaic | PV | IPP Non-CHP | 2 | 1.9 | 1.9 | 1.9 | 6 | 2012 |  |  |  | Y | [6 empty] | 180 | 30 | 2.3 | Y | [5 empty] | N |  | Y | 2.3
63233 | USF Surry, LLC | 58273 | South Robeson Farm | NC | Robeson | SROB | OP | Solar Photovoltaic | PV | IPP Non-CHP | 2 | 5 | 4.9 | 4.9 | 6 | 2012 |  |  |  | Y | [6 empty] | 180 | 25 | 6.4 | Y | [5 empty] | N |  | N
61119 | SRE Utility Solar 1, LLC | 58274 | Raeford Farm | NC | Hoke | RAEF | OP | Solar Photovoltaic | PV | IPP Non-CHP | 2 | 5 | 4.9 | 4.9 | 12 | 2012 |  |  |  | Y | [6 empty] | 180 | 25 | 6.3 | Y | [5 empty] | N |  | N
59155 | Evergreen Wind, LLC | 58275 | Mass Midstate Solar 3 | MA | Worcester | 1 | OP | Solar Photovoltaic | PV | IPP Non-CHP | 2 | 4 | 4 | 4 | 5 | 2014 |  |  |  | Y | [6 empty] | 180 | 25 | 5.2 | Y | [5 empty] | N |  | N
59155 | Evergreen Wind, LLC | 58276 | Mass Midstate Solar 2 | MA | Worcester | 1 | OP | Solar Photovoltaic | PV | IPP Non-CHP | 2 | 5 | 5 | 5 | 5 | 2014 |  |  |  | Y | [6 empty] | 180 | 25 | 6 | Y | [5 empty] | N |  | N
59155 | Evergreen Wind, LLC | 58279 | Mass Midstate Solar 1 | MA | Worcester | 1 | OP | Solar Photovoltaic | PV | IPP Non-CHP | 2 | 5 | 5 | 5 | 5 | 2014 |  |  |  | Y | [6 empty] | 180 | 25 | 6 | Y | [5 empty] | N |  | N
59155 | Evergreen Wind, LLC | 58280 | Millbury Solar | MA | Worcester | 1 | OP | Solar Photovoltaic | PV | IPP Non-CHP | 2 | 3 | 3 | 3 | 4 | 2014 |  |  |  | Y | [6 empty] | 180 | 25 | 3.9 | Y | [5 empty] | N |  | N
60987 | Lanikuhana Solar LLC | 58281 | Lanikuhana Solar LLC | HI | Honolulu | 1 | OP | Solar Photovoltaic | PV | IPP Non-CHP | 2 | 14.7 | 14.7 | 14.7 | 9 | 2019 |  | Y | [8 empty] | 180 |  | 18 |  | Y |  |  |  |  | N |  | N
65432 | CVI CleanCapital Solar 1 LLC | 58282 | Leicester One MA Solar LLC | MA | Worcester | 1 | OP | Solar Photovoltaic | PV | IPP Non-CHP | 2 | 4.8 | 4.8 | 4.8 | 1 | 2015 |  |  |  | Y | [6 empty] | 180 | 10 | 6 | Y | [5 empty] | N |  | Y | 6
58598 | Mass Solar, LLC | 58283 | Freetown Solar | MA | Bristol | 1 | OP | Solar Photovoltaic | PV | IPP Non-CHP | 2 | 4.5 | 4.5 | 4.5 | 3 | 2015 |  | N |  | Y |  | N |  |  |  |  | 180 | 25 | 5.8 | Y | [5 empty] | Y | 5.8 | N
59455 | Venable Solar, LLC | 58289 | Venable Solar 1 | CA | Riverside | VNPV | OP | Solar Photovoltaic | PV | IPP Non-CHP | 2 | 1.5 | 1.5 | 1.1 | 4 | 2015 |  |  |  | Y | [6 empty] | 198 | 20 | 1.8 | Y | [5 empty] | N |  | N
59455 | Venable Solar, LLC | 58290 | Venable Solar 2 | CA | Riverside | VSPV | OP | Solar Photovoltaic | PV | IPP Non-CHP | 2 | 1.5 | 1.5 | 1.1 | 4 | 2015 |  |  |  | Y | [6 empty] | 198 | 20 | 1.8 | Y | [5 empty] | N |  | N
61012 | AES Distributed Energy | 58292 | Jewish Community Center PV | AZ | Maricopa | JCC | OP | Solar Photovoltaic | PV | IPP Non-CHP | 2 | 1.1 | 1.2 | 1.2 | 9 | 2012 |  |  |  | Y | [6 empty] | 180 | 5 | 1.3 | Y | [5 empty] | N |  | N
61012 | AES Distributed Energy | 58293 | Paradise Valley H.S. PV | AZ | Maricopa | PVH | OP | Solar Photovoltaic | PV | IPP Non-CHP | 2 | 1.3 | 1.4 | 1.4 | 1 | 2013 |  |  |  | Y | [6 empty] | 180 | 5 | 1.6 | Y | [5 empty] | N |  | N
60281 | Altus Power America Management, LLC | 58304 | Kingsburg Solar | CA | Tulare | 1 | OP | Solar Photovoltaic | PV | IPP Non-CHP | 2 | 1.5 | 1.5 | 1.5 | 12 | 2013 |  |  |  | Y | [6 empty] | 180 | 20 | 1.7 | Y | [5 empty] | N |  | N
60281 | Altus Power America Management, LLC | 58304 | Kingsburg Solar | CA | Tulare | 2 | OP | Solar Photovoltaic | PV | IPP Non-CHP | 2 | 1.5 | 1.5 | 1.5 | 12 | 2013 |  |  |  | Y | [6 empty] | 180 | 20 | 1.7 | Y | [5 empty] | N |  | N
60281 | Altus Power America Management, LLC | 58304 | Kingsburg Solar | CA | Tulare | 3 | OP | Solar Photovoltaic | PV | IPP Non-CHP | 2 | 0.7 | 0.7 | 0.7 | 12 | 2013 |  |  |  | Y | [5 empty] | N | 180 | 20 | 0.8 | Y | [5 empty] | N |  | N
60025 | Greenbacker Renewable Energy Corporation | 58305 | PCIP Solar | NC | Person | PCIP | OP | Solar Photovoltaic | PV | IPP Non-CHP | 2 | 1 | 1 | 1 | 11 | 2011 |  |  |  | Y | [6 empty] | 180 | 26 | 1.3 | Y | [5 empty] | N |  | N
60281 | Altus Power America Management, LLC | 58306 | Exeter Solar | CA | Tulare | 1 | OP | Solar Photovoltaic | PV | IPP Non-CHP | 2 | 1 | 1 | 1 | 2 | 2014 |  |  |  | Y | [6 empty] | 180 | 20 | 1.2 | Y | [5 empty] | N |  | N
60281 | Altus Power America Management, LLC | 58306 | Exeter Solar | CA | Tulare | 2 | OP | Solar Photovoltaic | PV | IPP Non-CHP | 2 | 1 | 1 | 1 | 2 | 2014 |  |  |  | Y | [6 empty] | 180 | 20 | 1.2 | Y | [5 empty] | N |  | N
60281 | Altus Power America Management, LLC | 58306 | Exeter Solar | CA | Tulare | 3 | OP | Solar Photovoltaic | PV | IPP Non-CHP | 2 | 1.5 | 1.5 | 1.5 | 2 | 2014 |  |  |  | Y | [6 empty] | 180 | 20 | 1.8 | Y | [5 empty] | N |  | N
60281 | Altus Power America Management, LLC | 58307 | Ivanhoe Solar | CA | Tulare | 1 | OP | Solar Photovoltaic | PV | IPP Non-CHP | 2 | 1.5 | 1.5 | 1.5 | 1 | 2014 |  |  |  | Y | [6 empty] | 180 | 20 | 1.8 | Y | [5 empty] | N |  | N
60281 | Altus Power America Management, LLC | 58307 | Ivanhoe Solar | CA | Tulare | 2 | OP | Solar Photovoltaic | PV | IPP Non-CHP | 2 | 0.5 | 0.5 | 0.5 | 1 | 2014 |  |  |  | Y | [6 empty] | 180 | 20 | 0.6 | Y | [5 empty] | N |  | N
60281 | Altus Power America Management, LLC | 58307 | Ivanhoe Solar | CA | Tulare | 3 | OP | Solar Photovoltaic | PV | IPP Non-CHP | 2 | 1.5 | 1.5 | 1.5 | 1 | 2014 |  |  |  | Y | [6 empty] | 180 | 20 | 1.8 | Y | [5 empty] | N |  | N
60281 | Altus Power America Management, LLC | 58308 | Lindsay Solar | CA | Tulare | 1 | OP | Solar Photovoltaic | PV | IPP Non-CHP | 2 | 1.5 | 1.5 | 1.5 | 1 | 2014 |  |  |  | Y | [6 empty] | 180 | 20 | 1.8 | Y | [5 empty] | N |  | N
60281 | Altus Power America Management, LLC | 58308 | Lindsay Solar | CA | Tulare | 3 | OP | Solar Photovoltaic | PV | IPP Non-CHP | 2 | 1.5 | 1.5 | 1.5 | 1 | 2014 |  |  |  | Y | [6 empty] | 180 | 20 | 1.8 | Y | [5 empty] | N |  | N
60281 | Altus Power America Management, LLC | 58308 | Lindsay Solar | CA | Tulare | 4 | OP | Solar Photovoltaic | PV | IPP Non-CHP | 2 | 1 | 1 | 1 | 1 | 2014 |  |  |  | Y | [6 empty] | 180 | 20 | 1.2 | Y | [5 empty] | N |  | N
60281 | Altus Power America Management, LLC | 58309 | Porterville Solar | CA | Tulare | 1 | OP | Solar Photovoltaic | PV | IPP Non-CHP | 2 | 1 | 1 | 1 | 1 | 2014 |  |  |  | Y | [6 empty] | 180 | 20 | 1.2 | Y | [5 empty] | N |  | N
60281 | Altus Power America Management, LLC | 58309 | Porterville Solar | CA | Tulare | 2 | OP | Solar Photovoltaic | PV | IPP Non-CHP | 2 | 1 | 1 | 1 | 1 | 2014 |  |  |  | Y | [6 empty] | 180 | 20 | 1.2 | Y | [5 empty] | N |  | N
60281 | Altus Power America Management, LLC | 58309 | Porterville Solar | CA | Tulare | 5 | OP | Solar Photovoltaic | PV | IPP Non-CHP | 2 | 1.5 | 1.5 | 1.5 | 1 | 2014 |  |  |  | Y | [6 empty] | 180 | 20 | 1.8 | Y | [5 empty] | N |  | N
64778 | Strata Manager, LLC | 58311 | Chadbourn Farm | NC | Columbus | 1 | OP | Solar Photovoltaic | PV | IPP Non-CHP | 2 | 5 | 5 | 5 | 12 | 2012 |  |  |  | Y | [6 empty] | 180 | 25 | 7 | Y | [5 empty] | N |  | N
63248 | Palmetto Power Management LLC | 58312 | Warrenton Farm | NC | Warren | 1 | OP | Solar Photovoltaic | PV | IPP Non-CHP | 2 | 4 | 4 | 4 | 12 | 2012 |  |  |  | Y | [6 empty] | 180 | 20 | 5.6 | Y | [5 empty] | N |  | N
64778 | Strata Manager, LLC | 58313 | Mocksville Farm | NC | Davie | 1 | OP | Solar Photovoltaic | PV | IPP Non-CHP | 2 | 5 | 5 | 5 | 11 | 2012 |  |  |  | Y | [6 empty] | 180 | 25 | 6.4 | Y | [5 empty] | N |  | N
63248 | Palmetto Power Management LLC | 58314 | Belwood Farm | NC | Cleveland | 1 | OP | Solar Photovoltaic | PV | IPP Non-CHP | 2 | 4 | 4 | 4 | 12 | 2012 |  |  |  | Y | [6 empty] | 180 | 25 | 5.2 | Y | [5 empty] | N |  | N
64778 | Strata Manager, LLC | 58315 | Arndt Farm | NC | Catawba | 1 | OP | Solar Photovoltaic | PV | IPP Non-CHP | 2 | 5 | 5 | 5 | 11 | 2012 |  |  |  | Y | [6 empty] | 180 | 25 | 6.5 | Y | [5 empty] | N |  | N
63248 | Palmetto Power Management LLC | 58316 | Railroad Farm | NC | Robeson | 1 | OP | Solar Photovoltaic | PV | IPP Non-CHP | 2 | 5 | 5 | 5 | 10 | 2012 |  |  |  | Y | [6 empty] | 180 | 25 | 6.4 | Y | [5 empty] | N |  | N
63248 | Palmetto Power Management LLC | 58317 | Watts Farm | NC | Robeson | 1 | OP | Solar Photovoltaic | PV | IPP Non-CHP | 2 | 5 | 5 | 5 | 7 | 2012 |  |  |  | Y | [6 empty] | 180 | 25 | 6.4 | Y | [5 empty] | N |  | N
64778 | Strata Manager, LLC | 58318 | Farrington Farm | NC | Chatham | 1 | OP | Solar Photovoltaic | PV | IPP Non-CHP | 2 | 1 | 1 | 1 | 4 | 2012 |  |  |  | Y | [6 empty] | 180 | 25 | 1.1 | Y | [5 empty] | N |  | N
58245 | Patua Acquisition Company, LLC | 58319 | Patua Acquisition Project, LLC | NV | Churchill | PV-01 | OP | Solar Photovoltaic | PV | IPP Non-CHP | 2 | 10.6 | 10.6 | 10.6 | 7 | 2017 |  | Y | [8 empty] | 90 | 60 | 14.5 | Y | [5 empty] | N |  | N
64778 | Strata Manager, LLC | 58323 | Shannon Farm | NC | Robeson | 1 | OP | Solar Photovoltaic | PV | IPP Non-CHP | 2 | 5 | 5 | 5 | 10 | 2012 |  |  |  | Y | [6 empty] | 180 | 25 | 6.5 | Y | [5 empty] | N |  | N
58304 | Luminace Solar Maryland II, LLC | 58329 | UMMS at Pocomoke | MD | Somerset | PV1 | OP | Solar Photovoltaic | PV | IPP Non-CHP | 2 | 2.8 | 2.8 | 2.8 | 2 | 2013 |  |  |  | Y | [6 empty] | 180 | 20 | 3.7 | Y | [5 empty] | Y | 3.7 | N
64778 | Strata Manager, LLC | 58331 | Fuquay Farm | NC | Wake | FUQUA | OP | Solar Photovoltaic | PV | IPP Non-CHP | 2 | 5 | 5 | 5 | 3 | 2013 |  |  |  | Y | [6 empty] | 180 | 20 | 6.4 | Y | [5 empty] | N |  | N
64778 | Strata Manager, LLC | 58332 | Haynes Farm | NC | Lincoln | 1 | OP | Solar Photovoltaic | PV | IPP Non-CHP | 2 | 5 | 5 | 5 | 9 | 2013 |  |  |  | Y | [6 empty] | 180 | 20 | 6 | Y | [5 empty] | N |  | N
64778 | Strata Manager, LLC | 58333 | Lenoir Farm | NC | Lenoir | 1 | OP | Solar Photovoltaic | PV | IPP Non-CHP | 2 | 5 | 5 | 5 | 7 | 2013 |  |  |  | Y | [6 empty] | 190 | 25 | 6 | Y | [5 empty] | N |  | N
64778 | Strata Manager, LLC | 58334 | Lenoir Farm 2 | NC | Lenoir | 1 | OP | Solar Photovoltaic | PV | IPP Non-CHP | 2 | 5 | 5 | 5 | 6 | 2013 |  |  |  | Y | [6 empty] | 188 | 25 | 6 | Y | [5 empty] | N |  | N
64778 | Strata Manager, LLC | 58335 | Marshville Farm | NC | Union | 1 | OP | Solar Photovoltaic | PV | IPP Non-CHP | 2 | 5 | 5 | 5 | 10 | 2013 |  |  |  | Y | [6 empty] | 180 | 25 | 6 | Y | [5 empty] | N |  | N
63248 | Palmetto Power Management LLC | 58336 | Mile Farm | NC | Durham | 1 | OP | Solar Photovoltaic | PV | IPP Non-CHP | 2 | 5 | 5 | 5 | 6 | 2014 |  |  |  | Y | [6 empty] | 180 | 20 | 6.4 | Y | [5 empty] | N |  | N
64778 | Strata Manager, LLC | 58337 | Moore Solar Farm | NC | Rockingham | 1 | OP | Solar Photovoltaic | PV | IPP Non-CHP | 2 | 5 | 5 | 5 | 12 | 2013 |  |  |  | Y | [6 empty] | 180 | 20 | 6 | Y | [5 empty] | N |  | N
64778 | Strata Manager, LLC | 58338 | Moorings Farm | NC | Wayne | 1 | OP | Solar Photovoltaic | PV | IPP Non-CHP | 2 | 5 | 5 | 5 | 9 | 2013 |  |  |  | Y | [6 empty] | 182 | 25 | 6 | Y | [5 empty] | N |  | N
64778 | Strata Manager, LLC | 58339 | New Bern Farm | NC | Craven | 1 | OP | Solar Photovoltaic | PV | IPP Non-CHP | 2 | 5 | 5 | 5 | 4 | 2014 |  |  |  | Y | [6 empty] | 200 | 20 | 6.5 | Y | [5 empty] | N |  | N
64778 | Strata Manager, LLC | 58340 | Roxboro Farm | NC | Person | 1 | OP | Solar Photovoltaic | PV | IPP Non-CHP | 2 | 5 | 5 | 5 | 4 | 2014 |  |  |  | Y | [6 empty] | 180 | 25 | 6.4 | Y | [5 empty] | N |  | N
64778 | Strata Manager, LLC | 58341 | White Cross Farm | NC | Orange | 1 | OP | Solar Photovoltaic | PV | IPP Non-CHP | 2 | 5 | 5 | 5 | 9 | 2013 |  |  |  | Y | [6 empty] | 180 | 25 | 6 | Y | [5 empty] | N |  | N
64778 | Strata Manager, LLC | 58342 | Wilson Farm 1 | NC | Wilson | 1 | OP | Solar Photovoltaic | PV | IPP Non-CHP | 2 | 5 | 5 | 5 | 7 | 2013 |  |  |  | Y | [6 empty] | 180 | 25 | 6.1 | Y | [5 empty] | N |  | N
63248 | Palmetto Power Management LLC | 58343 | Yanceyville Farm | NC | Caswell | 1 | OP | Solar Photovoltaic | PV | IPP Non-CHP | 2 | 5 | 5 | 5 | 12 | 2013 |  |  |  | Y | [6 empty] | 180 | 20 | 6.2 | Y | [5 empty] | N |  | N
64778 | Strata Manager, LLC | 58344 | AM Best Farm | NC | Wayne | 1 | OP | Solar Photovoltaic | PV | IPP Non-CHP | 2 | 5 | 5 | 5 | 6 | 2013 |  |  |  | Y | [6 empty] | 190 | 20 | 6.7 | Y | [5 empty] | N |  | N
64778 | Strata Manager, LLC | 58345 | Mt Olive Farm 2 | NC | Wayne | 1 | OP | Solar Photovoltaic | PV | IPP Non-CHP | 2 | 5 | 5 | 5 | 5 | 2013 |  |  |  | Y | [6 empty] | 180 | 25 | 6.7 | Y | [5 empty] | N |  | N
64778 | Strata Manager, LLC | 58346 | Dibrell Farm | NC | Rockingham | 1 | OP | Solar Photovoltaic | PV | IPP Non-CHP | 2 | 5 | 5 | 5 | 3 | 2013 |  |  |  | Y | [6 empty] | 190 | 20 | 6.5 | Y | [5 empty] | N |  | N
64778 | Strata Manager, LLC | 58347 | Rock Farm | NC | Richmond | 1 | OP | Solar Photovoltaic | PV | IPP Non-CHP | 2 | 5 | 5 | 5 | 5 | 2013 |  |  |  | Y | [6 empty] | 195 | 25 | 6.7 | Y | [5 empty] | N |  | N
64778 | Strata Manager, LLC | 58348 | Two Lines Farm | NC | Catawba | 1 | OP | Solar Photovoltaic | PV | IPP Non-CHP | 2 | 5 | 5 | 5 | 3 | 2013 |  |  |  | Y | [6 empty] | 195 | 20 | 6.4 | Y | [5 empty] | N |  | N
64778 | Strata Manager, LLC | 58349 | Bolton Farm | NC | Warren | 1 | OP | Solar Photovoltaic | PV | IPP Non-CHP | 2 | 5 | 5 | 5 | 7 | 2013 |  |  |  | Y | [6 empty] | 176 | 20 | 6.5 | Y | [5 empty] | N |  | N
64778 | Strata Manager, LLC | 58350 | McCallum Farm | NC | Robeson | 1 | OP | Solar Photovoltaic | PV | IPP Non-CHP | 2 | 5 | 5 | 5 | 9 | 2013 |  |  |  | Y | [6 empty] | 180 | 20 | 6.5 | Y | [5 empty] | N |  | N
60025 | Greenbacker Renewable Energy Corporation | 58354 | Radiance Solar 4 | CA | Los Angeles | 1 | OP | Solar Photovoltaic | PV | IPP Non-CHP | 2 | 1.5 | 1.5 | 1.5 | 7 | 2013 |  |  |  | Y | [6 empty] | 200 | 25 | 1.8 | Y | [5 empty] | N |  | N
60025 | Greenbacker Renewable Energy Corporation | 58355 | Radiance Solar 5 | CA | Los Angeles | 1 | OP | Solar Photovoltaic | PV | IPP Non-CHP | 2 | 1.5 | 1.5 | 1.5 | 7 | 2013 |  |  |  | Y | [6 empty] | 200 | 25 | 1.8 | Y | [5 empty] | N |  | N
63068 | CVI CleanCapital Solar 4 LLC | 58356 | The Lawrenceville School Solar Facility | NJ | Mercer | TLS | OP | Solar Photovoltaic | PV | IPP Non-CHP | 2 | 5.2 | 5.2 | 5.2 | 5 | 2012 |  | Y | [8 empty] | 160 |  | 6.1 | Y | [5 empty] | Y | 6.1 | N
63068 | CVI CleanCapital Solar 4 LLC | 58357 | Amazon | NJ | Middlesex | WR | OP | Solar Photovoltaic | PV | Commercial Non-CHP | 4 | 4.2 | 4.2 | 4.2 | 12 | 2011 |  |  |  | Y | [6 empty] | 154 | 16 | 4.9 | Y | [5 empty] | Y | 4.9 | N
63068 | CVI CleanCapital Solar 4 LLC | 58358 | North Jersey Media Group Solar Facility | NJ | Morris | NJMG | OP | Solar Photovoltaic | PV | Commercial Non-CHP | 4 | 4.1 | 4.1 | 4.1 | 3 | 2013 |  |  |  | Y | [6 empty] | 217 | 20 | 4.9 | Y | [5 empty] | Y | 4.9 | N
63068 | CVI CleanCapital Solar 4 LLC | 58359 | Corning Pharmaceutical Glass | NJ | Cumberland | GG | OP | Solar Photovoltaic | PV | Commercial Non-CHP | 4 | 2.3 | 2.3 | 2.3 | 9 | 2012 |  |  |  | Y | [6 empty] | 183 | 9.7 | 2.8 |  |  |  | Y |  |  | Y | 2.8 | N
63068 | CVI CleanCapital Solar 4 LLC | 58360 | Atlantic Coast Freezers Solar Facility | NJ | Cumberland | ACF | OP | Solar Photovoltaic | PV | Commercial Non-CHP | 4 | 2 | 2 | 2 | 4 | 2012 |  | Y | [8 empty] | 188 |  | 2.2 | Y | [5 empty] | Y | 2.2 | N
63068 | CVI CleanCapital Solar 4 LLC | 58361 | Williams-Sonoma Solar Facility | NJ | Middlesex | WS | OP | Solar Photovoltaic | PV | Commercial Non-CHP | 4 | 3 | 3 | 3 | 12 | 2011 |  |  |  | Y | [6 empty] | 180 | 15 | 3.6 | Y | [5 empty] | Y | 3.6 | N
57365 | Consolidated Edison Solutions Inc. | 58362 | Quittacas Pond Solar | MA | Plymouth | QPMA | OP | Solar Photovoltaic | PV | IPP Non-CHP | 2 | 3.5 | 3.5 | 3.5 | 12 | 2013 |  |  |  | Y | [6 empty] | 180 | 30 | 4.2 | Y | [5 empty] | N |  | Y | 4.2
61944 | MN8 Energy LLC | 58364 | Tissington Solar | NJ | Sussex | MC | OP | Solar Photovoltaic | PV | IPP Non-CHP | 2 | 3 | 3 | 3 | 9 | 2019 |  |  |  | Y | [6 empty] | 180 | 25 | 3.6 | Y | [5 empty] | Y | 3 | N
58355 | SPS Atwell Island LLC | 58366 | Atwell Island | CA | Tulare | 1 | OP | Solar Photovoltaic | PV | IPP Non-CHP | 2 | 20.2 | 20.2 | 20.2 | 3 | 2013 |  |  |  | Y | [6 empty] | 180 | 18 | 23.5 |  |  | Y |  |  |  | N |  | N
60281 | Altus Power America Management, LLC | 58370 | Gridley Main | CA | Butte | GEN1 | OP | Solar Photovoltaic | PV | IPP Non-CHP | 2 | 1 | 1 | 1 | 3 | 2013 |  | Y | [8 empty] | 0 | 0 | 1.2 | Y | [5 empty] | N |  | N
60281 | Altus Power America Management, LLC | 58371 | Gridley Main Two | CA | Butte | GEN1 | OP | Solar Photovoltaic | PV | IPP Non-CHP | 2 | 2.5 | 2.5 | 2.5 | 4 | 2013 |  | Y | [8 empty] | 0 | 0 | 3 | Y | [5 empty] | N |  | N
56769 | Consolidated Edison Development Inc. | 58373 | White River Solar | CA | Tulare | WRCA | OP | Solar Photovoltaic | PV | IPP Non-CHP | 2 | 20 | 20 | 20 | 7 | 2013 |  | Y | [8 empty] | 0 | 0 | 26 | Y | [5 empty] | N |  | N
56769 | Consolidated Edison Development Inc. | 58374 | Corcoran Solar | CA | Kings | CSCA | OP | Solar Photovoltaic | PV | IPP Non-CHP | 2 | 20 | 20 | 20 | 8 | 2013 |  | Y | [8 empty] | 0 | 0 | 26 | Y | [5 empty] | N |  | N
58363 | Oakley Solar Project LLC | 58376 | Oakley Solar Project | CA | Contra Costa | 1 | OP | Solar Photovoltaic | PV | Commercial Non-CHP | 4 | 1.5 | 1.5 | 1.5 | 6 | 2013 |  |  |  | Y | [6 empty] | 180 | 5 | 1.7 | Y | [5 empty] | N |  | N
2439 | City of Bryan - (OH) | 58381 | Bryan Solar Field | OH | Williams | 1 | OP | Solar Photovoltaic | PV | Electric Utility | 1 | 2.1 | 1.8 | 1.4 | 2 | 2012 |  |  |  | Y | [6 empty] | 180 | 25 | 2.1 |  | Y |  |  |  |  | N |  | N
803 | Arizona Public Service Co | 58383 | Hyder II Hybrid | AZ | Yuma | PV1 | OP | Solar Photovoltaic | PV | Electric Utility | 1 | 14 | 14 | 14 | 12 | 2013 |  | Y | [8 empty] | 0 | 0 | 21 | Y | [5 empty] | N |  | N
56769 | Consolidated Edison Development Inc. | 58385 | Northbridge Solar | MA | Worcester | NSMA | OP | Solar Photovoltaic | PV | IPP Non-CHP | 2 | 1.9 | 1.9 | 1.9 | 8 | 2013 |  |  |  | Y | [6 empty] | 180 | 25 | 2.5 | Y | [5 empty] | Y | 2.5 | N
58373 | CU Solar LLC | 58386 | CU Solar Plant | OH | Greene | CU | OP | Solar Photovoltaic | PV | IPP Non-CHP | 2 | 1.8 | 1.8 | 1.8 | 4 | 2013 |  |  |  | Y | [6 empty] | 180 | 25 | 2.2 | Y | [5 empty] | N |  | N
59139 | SunEdison LLC | 58387 | CES Sterling LLC | MA | Worcester | 1 | OP | Solar Photovoltaic | PV | IPP Non-CHP | 2 | 2 | 2 | 2 | 2 | 2013 |  |  |  | Y | [6 empty] | 180 | 0 | 2.4 | Y |  |  |  |  | N | N |  | N
59873 | Solar Star California XIX, LLC | 58388 | Solar Star 1 | CA | Kern | AVS1 | OP | Solar Photovoltaic | PV | IPP Non-CHP | 2 | 39 | 38 | 38 | 3 | 2014 |  | Y | [8 empty] | 0 | 0 | 48.9 | Y | [5 empty] | N |  | N
59873 | Solar Star California XIX, LLC | 58388 | Solar Star 1 | CA | Kern | SS11 | OP | Solar Photovoltaic | PV | IPP Non-CHP | 2 | 54 | 52.6 | 52.6 | 6 | 2015 |  | Y | [8 empty] | 0 | 0 | 67.7 | Y | [5 empty] | N |  | N
59873 | Solar Star California XIX, LLC | 58388 | Solar Star 1 | CA | Kern | SS12 | OP | Solar Photovoltaic | PV | IPP Non-CHP | 2 | 54 | 52.6 | 52.6 | 2 | 2015 |  | Y | [8 empty] | 0 | 0 | 67.7 | Y | [5 empty] | N |  | N
59873 | Solar Star California XIX, LLC | 58388 | Solar Star 1 | CA | Kern | SS13 | OP | Solar Photovoltaic | PV | IPP Non-CHP | 2 | 58.5 | 57 | 57 | 10 | 2014 |  | Y | [8 empty] | 0 | 0 | 73.3 | Y | [5 empty] | N |  | N
59873 | Solar Star California XIX, LLC | 58388 | Solar Star 1 | CA | Kern | SS14 | OP | Solar Photovoltaic | PV | IPP Non-CHP | 2 | 33 | 32.2 | 32.2 | 6 | 2015 |  | Y | [8 empty] | 0 | 0 | 40.7 | Y | [5 empty] | N |  | N
59873 | Solar Star California XIX, LLC | 58388 | Solar Star 1 | CA | Kern | SS15 | OP | Solar Photovoltaic | PV | IPP Non-CHP | 2 | 15 | 14.6 | 14.6 | 10 | 2014 |  | Y | [8 empty] | 0 | 0 | 18.8 | Y | [5 empty] | N |  | N
59873 | Solar Star California XIX, LLC | 58388 | Solar Star 1 | CA | Kern | SS16 | OP | Solar Photovoltaic | PV | IPP Non-CHP | 2 | 64.5 | 62.9 | 62.9 | 4 | 2014 |  | Y | [8 empty] | 0 | 0 | 80.8 | Y | [5 empty] | N |  | N
59872 | Solar Star California XX, LLC | 58389 | Solar Star 2 | CA | Kern | AVS2 | OP | Solar Photovoltaic | PV | IPP Non-CHP | 2 | 19.5 | 19 | 19 | 3 | 2014 |  | Y | [8 empty] | 0 | 0 | 24.4 | Y | [5 empty] | N |  | N
59872 | Solar Star California XX, LLC | 58389 | Solar Star 2 | CA | Kern | SS21 | OP | Solar Photovoltaic | PV | IPP Non-CHP | 2 | 60 | 59 | 59 | 7 | 2014 |  | Y | [8 empty] | 0 | 0 | 75.2 | Y | [5 empty] | N |  | N
59872 | Solar Star California XX, LLC | 58389 | Solar Star 2 | CA | Kern | SS22 | OP | Solar Photovoltaic | PV | IPP Non-CHP | 2 | 55.5 | 55 | 55 | 12 | 2014 |  | Y | [8 empty] | 0 | 0 | 69.5 | Y | [5 empty] | N |  | N
59872 | Solar Star California XX, LLC | 58389 | Solar Star 2 | CA | Kern | SS23 | OP | Solar Photovoltaic | PV | IPP Non-CHP | 2 | 48 | 47 | 47 | 12 | 2014 |  | Y | [8 empty] | 0 | 0 | 60.1 | Y | [5 empty] | N |  | N
59872 | Solar Star California XX, LLC | 58389 | Solar Star 2 | CA | Kern | SS24 | OP | Solar Photovoltaic | PV | IPP Non-CHP | 2 | 43.5 | 43 | 43 | 6 | 2015 |  | Y | [8 empty] | 0 | 0 | 54.5 | Y | [5 empty] | N |  | N
59872 | Solar Star California XX, LLC | 58389 | Solar Star 2 | CA | Kern | SS25 | OP | Solar Photovoltaic | PV | IPP Non-CHP | 2 | 52.5 | 52 | 52 | 4 | 2014 |  | Y | [8 empty] | 0 | 0 | 65.8 | Y | [5 empty] | N |  | N
63249 | Terraform Arcadia | 58391 | IND Community Solar Farm 1st Phase | IN | Marion | 1 | OP | Solar Photovoltaic | PV | IPP Non-CHP | 2 | 10 | 10 | 10 | 11 | 2013 |  |  |  | Y | [6 empty] | 180 | 30 | 12.5 | Y | [5 empty] | N |  | Y | 5
60898 | Axium US Solar Holdings LLC | 58398 | Heber Solar | CA | Imperial | 1 | OP | Solar Photovoltaic | PV | IPP Non-CHP | 2 | 10.9 | 10 | 8.2 | 5 | 2014 |  | Y | [8 empty] | 0 | 0 | 13.1 | Y | [5 empty] | N |  | N
58385 | SR Enterprise South, LLC | 58401 | Volkswagen Solar System | TN | Hamilton | 1 | OP | Solar Photovoltaic | PV | IPP Non-CHP | 2 | 7.6 | 7.6 | 7.6 | 11 | 2012 |  |  |  | Y | [6 empty] | 180 | 25 | 9.6 | Y | [5 empty] | N |  | N
58387 | Solar Star New Jersey VI LLC | 58402 | Solar Star New Jersey NJ LLC | NJ | Somerset | 1 | OP | Solar Photovoltaic | PV | IPP Non-CHP | 2 | 1.5 | 1.5 | 1.5 | 2 | 2012 |  | Y | [8 empty] | 0 | 0 | 1.7 | Y | [5 empty] | N |  | N
63249 | Terraform Arcadia | 58403 | Bellingham PV | MA | Worcester | SO032 | OP | Solar Photovoltaic | PV | IPP Non-CHP | 2 | 3 | 3 | 3 | 10 | 2013 |  |  |  | Y | [6 empty] | 180 | 25 | 3.8 | Y | [5 empty] | Y | 3.8 | N
61230 | Arevon Energy, Inc. | 58408 | Maryland Solar | MD | Washington | MSH1 | OP | Solar Photovoltaic | PV | IPP Non-CHP | 2 | 27 | 20.9 | 20.9 | 9 | 2013 |  |  |  | Y | [6 empty] | 180 | 20 | 29.1 |  | Y |  |  |  |  | N |  | N
63249 | Terraform Arcadia | 58410 | Marshfield PV | MA | Plymouth | SO032 | OP | Solar Photovoltaic | PV | IPP Non-CHP | 2 | 3 | 3 | 3 | 12 | 2013 |  |  |  | Y | [6 empty] | 177 | 22 | 4 | Y | [5 empty] | Y | 4 | N
63249 | Terraform Arcadia | 58411 | Orange PV | MA | Franklin | SO023 | OP | Solar Photovoltaic | PV | IPP Non-CHP | 2 | 2 | 2 | 2 | 7 | 2013 |  |  | N | Y | [6 empty] | 180 | 30 | 2.4 | Y | [5 empty] | Y | 2.3 | N
63249 | Terraform Arcadia | 58412 | Maynard PV | MA | Middlesex | SO026 | OP | Solar Photovoltaic | PV | IPP Non-CHP | 2 | 1 | 1 | 1 | 1 | 2014 |  |  |  | Y | [6 empty] | 180 | 30 | 1.2 | Y | [5 empty] | Y | 1.2 | N
58413 | Lone Valley Solar Park I LLC | 58417 | Lone Valley Solar Park I LLC | CA | San Bernardino | CP1 | OP | Solar Photovoltaic | PV | IPP Non-CHP | 2 | 10 | 10 | 10 | 12 | 2014 |  | Y | N | [7 empty] | 90 | 50 | 12.2 | Y | [5 empty] | N |  | N
61012 | AES Distributed Energy | 58418 | Victor Dry Farm Ranch A | CA | San Bernardino | 1 | OP | Solar Photovoltaic | PV | IPP Non-CHP | 2 | 5 | 5 | 4 | 6 | 2015 |  |  |  | Y | [6 empty] | 193 | 15 | 6 | Y | [5 empty] | N |  | N
61012 | AES Distributed Energy | 58419 | Victor Dry Farm Ranch B | CA | San Bernardino | 1 | OP | Solar Photovoltaic | PV | IPP Non-CHP | 2 | 5 | 5 | 4 | 6 | 2015 |  |  |  | Y | [6 empty] | 193 | 15 | 5.6 | Y | [5 empty] | N |  | N
58416 | California State University, Northridge | 58422 | CSU Northridge Plant | CA | Los Angeles | B2PV | OP | Solar Photovoltaic | PV | Commercial Non-CHP | 4 | 0.4 | 0.3 | 0.2 | 4 | 2005 |  |  |  | Y | [6 empty] | 180 | 5 | 0.5 | Y | [5 empty] | Y | 0.5 | N
58416 | California State University, Northridge | 58422 | CSU Northridge Plant | CA | Los Angeles | E6PV | OP | Solar Photovoltaic | PV | Commercial Non-CHP | 4 | 0.2 | 0.1 | 0.1 | 3 | 2003 |  |  |  | Y | [6 empty] | 270 | 5 | 0.2 | Y | [5 empty] | Y | 0.2 | N
63249 | Terraform Arcadia | 58423 | Southbridge PV | MA | Worcester | SO022 | OP | Solar Photovoltaic | PV | IPP Non-CHP | 2 | 3 | 3 | 3 | 1 | 2014 |  |  |  | Y | [6 empty] | 180 | 30 | 3.4 | Y | [5 empty] | Y | 2.4 | N
61230 | Arevon Energy, Inc. | 58430 | Centinela Solar Energy | CA | Imperial | CSE1 | OP | Solar Photovoltaic | PV | IPP Non-CHP | 2 | 34.2 | 33.4 | 33.4 | 7 | 2013 |  | Y | [8 empty] | 90 |  | 48.9 | Y | [5 empty] | N |  | N
61230 | Arevon Energy, Inc. | 58430 | Centinela Solar Energy | CA | Imperial | CSE2 | OP | Solar Photovoltaic | PV | IPP Non-CHP | 2 | 26.6 | 25.6 | 25.6 | 8 | 2013 |  | Y | [8 empty] | 90 |  | 38.6 | Y | [5 empty] | N |  | N
61230 | Arevon Energy, Inc. | 58430 | Centinela Solar Energy | CA | Imperial | CSE3 | OP | Solar Photovoltaic | PV | IPP Non-CHP | 2 | 34.2 | 33.4 | 33.4 | 10 | 2013 |  | Y | [8 empty] | 90 |  | 49.7 | Y | [5 empty] | N |  | N
61230 | Arevon Energy, Inc. | 58430 | Centinela Solar Energy | CA | Imperial | CSE4 | OP | Solar Photovoltaic | PV | IPP Non-CHP | 2 | 34.2 | 33.4 | 33.4 | 12 | 2013 |  | Y | [8 empty] | 90 |  | 49.8 | Y | [5 empty] | N |  | N
61230 | Arevon Energy, Inc. | 58430 | Centinela Solar Energy | CA | Imperial | CSE5 | OP | Solar Photovoltaic | PV | IPP Non-CHP | 2 | 19 | 18.6 | 18.6 | 4 | 2014 |  | Y | [8 empty] | 90 |  | 27.6 | Y | [5 empty] | N |  | N
61230 | Arevon Energy, Inc. | 58430 | Centinela Solar Energy | CA | Imperial | CSE6 | OP | Solar Photovoltaic | PV | IPP Non-CHP | 2 | 26.6 | 25.6 | 25.6 | 5 | 2014 |  | Y | [8 empty] | 90 |  | 38.3 | Y | [5 empty] | N |  | N
58428 | UT West Tennessee Solar Farm | 58431 | West Tennessee Solar Farm | TN | Haywood | SNVA | OP | Solar Photovoltaic | PV | IPP Non-CHP | 2 | 4.2 | 4.2 | 4.2 | 4 | 2012 |  |  | N | Y | [6 empty] | 180 | 24 | 5 | Y | [5 empty] | N |  | N
58438 | Sunstream Energy LLC | 58443 | Martin Limestone Solar Array | PA | Lancaster | GEN1 | OP | Solar Photovoltaic | PV | Industrial Non-CHP | 6 | 1 | 1 | 1 | 12 | 2012 |  |  |  | Y | [6 empty] | 180 | 31 | 1.1 | Y | [5 empty] | Y | 1.1 | N
58440 | CD US Solar MT 2 LLC | 58445 | Arrache 4006 | CA | Los Angeles | 1 | OP | Solar Photovoltaic | PV | IPP Non-CHP | 2 | 1 | 1 | 1 | 8 | 2013 |  | Y | [8 empty] | 180 | 0 | 1.3 | Y | [5 empty] | N |  | N
58440 | CD US Solar MT 2 LLC | 58445 | Arrache 4006 | CA | Los Angeles | 2 | OP | Solar Photovoltaic | PV | IPP Non-CHP | 2 | 1 | 1 | 1 | 8 | 2013 |  | Y | [8 empty] | 45 | 0 | 1.3 | Y | [5 empty] | N |  | N
58440 | CD US Solar MT 2 LLC | 58446 | Arrache 4013 | CA | Los Angeles | 1 | OP | Solar Photovoltaic | PV | IPP Non-CHP | 2 | 1.5 | 1.5 | 1.5 | 8 | 2013 |  | Y | [8 empty] | 45 | 0 | 2 | Y | [5 empty] | N |  | N
58440 | CD US Solar MT 2 LLC | 58447 | Arrache 8083 | CA | Los Angeles | 1 | OP | Solar Photovoltaic | PV | IPP Non-CHP | 2 | 1.5 | 1.5 | 1.5 | 9 | 2013 |  | Y | [8 empty] | 45 | 0 | 2 | Y | [5 empty] | N |  | N
58440 | CD US Solar MT 2 LLC | 58447 | Arrache 8083 | CA | Los Angeles | 2 | OP | Solar Photovoltaic | PV | IPP Non-CHP | 2 | 1.5 | 1.5 | 1.5 | 9 | 2013 |  | Y | [8 empty] | 45 | 0 | 2 | Y | [5 empty] | N |  | N
58440 | CD US Solar MT 2 LLC | 58447 | Arrache 8083 | CA | Los Angeles | 3 | OP | Solar Photovoltaic | PV | IPP Non-CHP | 2 | 1 | 1 | 1 | 9 | 2013 |  | Y | [8 empty] | 45 | 0 | 1.4 | Y | [5 empty] | N |  | N
58440 | CD US Solar MT 2 LLC | 58448 | Nunn | CA | San Bernardino | 1 | OP | Solar Photovoltaic | PV | IPP Non-CHP | 2 | 1 | 1 | 1 | 7 | 2013 |  | Y | [8 empty] | 180 | 0 | 1.4 | Y | [5 empty] | N |  | N
58440 | CD US Solar MT 2 LLC | 58449 | Rutan | CA | Los Angeles | 1 | OP | Solar Photovoltaic | PV | IPP Non-CHP | 2 | 1.5 | 1.5 | 1.5 | 1 | 2014 |  | Y | [8 empty] | 180 | 0 | 1.9 | Y | [5 empty] | N |  | N
58440 | CD US Solar MT 2 LLC | 58449 | Rutan | CA | Los Angeles | 2 | OP | Solar Photovoltaic | PV | IPP Non-CHP | 2 | 1.5 | 1.5 | 1.5 | 1 | 2014 |  | Y | [8 empty] | 180 | 0 | 1.9 | Y | [5 empty] | N |  | N
58440 | CD US Solar MT 2 LLC | 58449 | Rutan | CA | Los Angeles | 3 | OP | Solar Photovoltaic | PV | IPP Non-CHP | 2 | 1 | 1 | 1 | 1 | 2014 |  | Y | [8 empty] | 45 | 0 | 1.3 | Y | [5 empty] | N |  | N
58440 | CD US Solar MT 2 LLC | 58450 | Vinam | CA | Los Angeles | 1 | OP | Solar Photovoltaic | PV | IPP Non-CHP | 2 | 1.5 | 1.5 | 1.5 | 7 | 2013 |  | Y | [8 empty] | 45 | 0 | 2 | Y | [5 empty] | N |  | N
58440 | CD US Solar MT 2 LLC | 58451 | Ma | CA | Los Angeles | 1 | OP | Solar Photovoltaic | PV | IPP Non-CHP | 2 | 1.5 | 1.5 | 1.5 | 10 | 2013 |  | Y | [8 empty] | 180 | 0 | 2 | Y | [5 empty] | N |  | N
58440 | CD US Solar MT 2 LLC | 58452 | Horn | CA | Los Angeles | 1 | OP | Solar Photovoltaic | PV | IPP Non-CHP | 2 | 1.5 | 1.5 | 1.5 | 10 | 2013 |  | Y | [8 empty] | 45 | 0 | 2 | Y | [5 empty] | N |  | N
63248 | Palmetto Power Management LLC | 58453 | Dixon Dairy Road Solar | NC | Cleveland | 1 | OP | Solar Photovoltaic | PV | IPP Non-CHP | 2 | 4 | 4 | 4 | 12 | 2011 |  |  |  | Y | [6 empty] | 185 | 20 | 5 | Y | [5 empty] | N |  | N
58440 | CD US Solar MT 2 LLC | 58454 | Watts 3115 | CA | San Bernardino | 1 | OP | Solar Photovoltaic | PV | IPP Non-CHP | 2 | 1.5 | 1.5 | 1.5 | 8 | 2013 |  | Y | [8 empty] | 180 | 0 | 2 | Y | [5 empty] | N |  | N
58440 | CD US Solar MT 2 LLC | 58454 | Watts 3115 | CA | San Bernardino | 2 | OP | Solar Photovoltaic | PV | IPP Non-CHP | 2 | 0.5 | 0.5 | 0.5 | 12 | 2013 |  | Y | [8 empty] | 45 | 0 | 0.7 | Y | [5 empty] | N |  | N
58451 | McCoy Solar, LLC | 58462 | McCoy Solar Energy Project Hybrid | CA | Riverside | 1 | OP | Solar Photovoltaic | PV | IPP Non-CHP | 2 | 41.9 | 41.9 | 41.9 | 3 | 2016 |  | Y | [8 empty] | 0 | 0 | 52.9 |  | Y |  |  |  |  | N |  | N
58451 | McCoy Solar, LLC | 58462 | McCoy Solar Energy Project Hybrid | CA | Riverside | BLK2 | OP | Solar Photovoltaic | PV | IPP Non-CHP | 2 | 21 | 21 | 21 | 4 | 2016 |  | Y | [8 empty] | 0 | 0 | 26 |  | Y |  |  |  |  | N |  | N
58451 | McCoy Solar, LLC | 58462 | McCoy Solar Energy Project Hybrid | CA | Riverside | BLK3 | OP | Solar Photovoltaic | PV | IPP Non-CHP | 2 | 39.6 | 39.6 | 39.6 | 6 | 2016 |  | Y | [8 empty] | 0 | 0 | 51.2 |  | Y |  |  |  |  | N |  | N
58451 | McCoy Solar, LLC | 58462 | McCoy Solar Energy Project Hybrid | CA | Riverside | BLK4 | OP | Solar Photovoltaic | PV | IPP Non-CHP | 2 | 31.4 | 31.4 | 31.4 | 9 | 2015 |  | Y | [8 empty] | 0 | 0 | 40.3 |  | Y |  |  |  |  | N |  | N
58451 | McCoy Solar, LLC | 58462 | McCoy Solar Energy Project Hybrid | CA | Riverside | BLK5 | OP | Solar Photovoltaic | PV | IPP Non-CHP | 2 | 31.4 | 31.4 | 31.4 | 11 | 2015 |  | Y | [8 empty] | 0 | 0 | 40.1 |  | Y |  |  |  |  | N |  | N
58451 | McCoy Solar, LLC | 58462 | McCoy Solar Energy Project Hybrid | CA | Riverside | BLK6 | OP | Solar Photovoltaic | PV | IPP Non-CHP | 2 | 26.9 | 26.9 | 26.9 | 12 | 2015 |  | Y | N | [7 empty] | 0 | 0 | 32.6 |  | Y |  |  |  |  | N |  | N
58451 | McCoy Solar, LLC | 58462 | McCoy Solar Energy Project Hybrid | CA | Riverside | BLK7 | OP | Solar Photovoltaic | PV | IPP Non-CHP | 2 | 41.9 | 41.9 | 41.9 | 1 | 2016 |  | Y | [8 empty] | 0 | 0 | 50.6 |  | Y |  |  |  |  | N |  | N
58451 | McCoy Solar, LLC | 58462 | McCoy Solar Energy Project Hybrid | CA | Riverside | BLK8 | OP | Solar Photovoltaic | PV | IPP Non-CHP | 2 | 36.5 | 36.5 | 36.5 | 8 | 2015 |  | Y | [8 empty] | 0 | 0 | 45.6 |  | Y |  |  |  |  | N |  | N
58452 | SMECO Solar LLC | 58463 | Herbert Farm Solar | MD | Charles | 1 | OP | Solar Photovoltaic | PV | Electric Utility | 1 | 5.5 | 5.5 | 5.5 | 11 | 2012 |  |  |  | Y | [6 empty] | 90 | 20 | 7 | Y | [5 empty] | N |  | N
17650 | Southern Power Co | 58467 | Campo Verde Solar | CA | Imperial | CVS1 | OP | Solar Photovoltaic | PV | IPP Non-CHP | 2 | 147.4 | 139 | 139 | 10 | 2013 |  |  |  | Y | [6 empty] | 180 | 25 | 201.9 |  | Y |  |  |  |  | N |  | N
5070 | Delaware Electric Cooperative | 58473 | Bruce A Henry Solar Farm | DE | Sussex | BHSF | OP | Solar Photovoltaic | PV | Electric Utility | 1 | 4 | 3.9 | 3 | 8 | 2013 |  |  |  | Y | [6 empty] | 180 | 20 | 5.2 | Y | [5 empty] | N |  | N
58464 | City of Las Vegas | 58477 | Las Vegas WPCF Solar Plant | NV | Clark | 1 | OP | Solar Photovoltaic | PV | IPP Non-CHP | 2 | 3.3 | 3.3 | 3.3 | 5 | 2013 |  | Y | [8 empty] | 0 | 0 | 3.5 | Y | [5 empty] | N |  | N
60281 | Altus Power America Management, LLC | 58479 | SEV NM Phase 2 | NM | Chaves | NMP2 | OP | Solar Photovoltaic | PV | IPP Non-CHP | 2 | 2 | 1.4 | 1.1 | 6 | 2013 |  |  |  | Y | [6 empty] | 180 | 25 | 2.5 | Y | [5 empty] | Y | 2.5 | N
58466 | SunEnergy1 | 58480 | Plymouth Solar LLC | NC | Washington | 1 | OP | Solar Photovoltaic | PV | IPP Non-CHP | 2 | 5 | 5 | 5 | 9 | 2012 |  |  |  | Y | [6 empty] | 180 | 25 | 6.5 | Y |  |  |  |  | N | N |  | N
65242 | Scale Sustainable I, LLC | 58481 | CSU Pueblo | CO | Pueblo | CSU1 | OP | Solar Photovoltaic | PV | Commercial Non-CHP | 4 | 1 | 1 | 0.8 | 12 | 2008 |  | N |  | Y | [6 empty] | 180 | 20 | 1.2 | Y | [5 empty] | N |  | N
60453 | Onward Energy | 58482 | Azalea Solar, LLC | GA | Washington | 1 | OP | Solar Photovoltaic | PV | IPP Non-CHP | 2 | 7.7 | 7.7 | 7.7 | 12 | 2013 |  |  |  | Y | [6 empty] | 180 | 20 | 9.7 | Y |  |  |  |  | N | N |  | N
58469 | Tinton Falls Solar | 58483 | Tinton Falls Solar Farm | NJ | Monmouth | UNIT1 | OP | Solar Photovoltaic | PV | IPP Non-CHP | 2 | 16 | 16 | 16 | 11 | 2012 |  |  |  | Y | Y | [5 empty] | 180 | 18 | 19 | Y | [5 empty] | N |  | N
60898 | Axium US Solar Holdings LLC | 58485 | Upson Rocky Creek Solar Plant | GA | Upson | PV1 | OP | Solar Photovoltaic | PV | IPP Non-CHP | 2 | 0.8 | 1 | 1 | 6 | 2012 |  |  |  | Y | [6 empty] | 180 | 30 | 1 | Y | [5 empty] | N |  | N
61944 | MN8 Energy LLC | 58486 | Picture Rocks Solar, LLC | AZ | Pima | 1 | OP | Solar Photovoltaic | PV | IPP Non-CHP | 2 | 20 | 20 | 20 | 12 | 2012 |  | Y | [8 empty] | 180 | 0 | 25.3 | Y | [5 empty] | N |  | N
17650 | Southern Power Co | 58487 | Granville Solar PV Power Project | NC | Granville | 1 | OP | Solar Photovoltaic | PV | IPP Non-CHP | 2 | 2.5 | 2.5 | 2.5 | 10 | 2012 |  | Y | [8 empty] | 90 |  | 3 | Y | [5 empty] | N |  | N
61944 | MN8 Energy LLC | 58488 | Bryan Solar, LLC | TX | Presidio | 1 | OP | Solar Photovoltaic | PV | IPP Non-CHP | 2 | 10 | 10 | 10 | 6 | 2013 |  | Y | [8 empty] | 180 | 0 | 12.1 | Y | [5 empty] | N |  | N
17650 | Southern Power Co | 58489 | Apex Solar PV Power Project | NV | Clark | 1 | OP | Solar Photovoltaic | PV | IPP Non-CHP | 2 | 20 | 20 | 20 | 7 | 2012 |  | Y | [8 empty] | 99 |  | 24.8 | Y | [5 empty] | N |  | N
17650 | Southern Power Co | 58490 | Spectrum Solar PV Power Project | NV | Clark | 1 | OP | Solar Photovoltaic | PV | IPP Non-CHP | 2 | 30.2 | 30 | 30 | 9 | 2013 |  | Y | [8 empty] | 90 |  | 37.6 | Y | [5 empty] | N |  | N
63026 | Oppidum Renewables USA, LLC | 58491 | Sandy Cross Solar, LLC | NC | Nash | SANDY | OP | Solar Photovoltaic | PV | IPP Non-CHP | 2 | 1.2 | 1.2 | 1.2 | 5 | 2012 |  |  |  | Y | [6 empty] | 180 | 25 | 1.5 | Y | [5 empty] | N |  | N
63026 | Oppidum Renewables USA, LLC | 58492 | Ararat Rock Solar, LLC | NC | Surry | ARARR | OP | Solar Photovoltaic | PV | IPP Non-CHP | 2 | 3.5 | 3.5 | 3.5 | 9 | 2012 |  |  |  | Y | [6 empty] | 180 | 25 | 4.5 | Y | [5 empty] | N |  | N
63026 | Oppidum Renewables USA, LLC | 58493 | Progress Solar 1, LLC | NC | Franklin | PRO1 | OP | Solar Photovoltaic | PV | IPP Non-CHP | 2 | 4 | 4 | 4 | 10 | 2012 |  |  |  | Y | [6 empty] | 180 | 25 | 4.5 | Y | [5 empty] | N |  | N
63026 | Oppidum Renewables USA, LLC | 58494 | Progress Solar II, LLC | NC | Robeson | PROG2 | OP | Solar Photovoltaic | PV | IPP Non-CHP | 2 | 3.5 | 3.5 | 3.5 | 11 | 2012 |  |  |  | Y | [6 empty] | 180 | 20 | 4.5 | Y | [5 empty] | N |  | N
63026 | Oppidum Renewables USA, LLC | 58495 | Progress Solar III, LLC | NC | Robeson | PROG3 | OP | Solar Photovoltaic | PV | IPP Non-CHP | 2 | 3.5 | 3.5 | 3.5 | 11 | 2012 |  |  |  | Y |  |  |  |  | N |  | 180 | 20 | 4.5 | Y | [5 empty] | N |  | N
58135 | Ecos Energy LLC | 58496 | Lincoln Solar | IN | Lake | PV2 | OP | Solar Photovoltaic | PV | IPP Non-CHP | 2 | 1.5 | 1.5 | 1.5 | 12 | 2012 |  |  |  | Y | [6 empty] | 180 | 30 | 2 | Y | [5 empty] | N |  | N
61944 | MN8 Energy LLC | 58498 | RE Rosamond One LLC | CA | Kern | RONE | OP | Solar Photovoltaic | PV | IPP Non-CHP | 2 | 20 | 20 | 20 | 1 | 2014 |  | Y | [8 empty] | 90 |  | 26.2 | Y | [5 empty] | Y | 26.2 | N
61944 | MN8 Energy LLC | 58499 | RE Rosamond Two LLC | CA | Kern | RTWO | OP | Solar Photovoltaic | PV | IPP Non-CHP | 2 | 20 | 20 | 20 | 1 | 2014 |  | Y | [8 empty] | 90 |  | 20.9 | Y | [5 empty] | Y | 20.9 | N
61944 | MN8 Energy LLC | 58500 | RE Rio Grande Solar LLC | CA | Kern | RIO | OP | Solar Photovoltaic | PV | IPP Non-CHP | 2 | 5 | 5 | 5 | 12 | 2013 |  | Y | [8 empty] | 90 |  | 5.1 | Y | [5 empty] | Y | 5 | N
61944 | MN8 Energy LLC | 58501 | RE Gillespie 1 LLC | AZ | Maricopa | GILL1 | OP | Solar Photovoltaic | PV | IPP Non-CHP | 2 | 15 | 15 | 15 | 12 | 2013 |  | Y | [8 empty] | 90 |  | 20.2 | Y | [5 empty] | N |  | N
61944 | MN8 Energy LLC | 58502 | RE Columbia 3 LLC | CA | Kern | COL3 | OP | Solar Photovoltaic | PV | IPP Non-CHP | 2 | 10 | 10 | 10 | 1 | 2014 |  | Y | [8 empty] | 90 |  | 11.1 | Y | [5 empty] | Y | 11.1 | N
58485 | Rutgers, The State University of NJ | 58504 | Livingston Solar Farm | NJ | Middlesex | LVSF | OP | Solar Photovoltaic | PV | Commercial Non-CHP | 4 | 1.2 | 1.2 | 1 | 5 | 2009 |  |  |  | Y | [6 empty] | 180 | 40 | 1.4 | Y | [5 empty] | N |  | N
58485 | Rutgers, The State University of NJ | 58505 | Livingston Solar Canopies | NJ | Middlesex | LVSC | OP | Solar Photovoltaic | PV | Commercial Non-CHP | 4 | 6.6 | 6.4 | 3.2 | 1 | 2013 |  |  |  | Y | [6 empty] | 180 | 40 | 8 | Y | [5 empty] | N |  | N
60281 | Altus Power America Management, LLC | 58506 | Chuckawalla Solar | CA | Riverside | 0937 | OP | Solar Photovoltaic | PV | IPP Non-CHP | 2 | 4 | 4 | 4 | 6 | 2012 |  | Y |  | N | [5 empty] | N | 180 | 0 | 4.4 | Y | [5 empty] | N |  | N
58135 | Ecos Energy LLC | 58508 | Bear Creek Solar | CA | San Joaquin | PV3 | OP | Solar Photovoltaic | PV | IPP Non-CHP | 2 | 1.5 | 1.5 | 1.5 | 2 | 2014 |  | Y | [8 empty] | 180 | 20 | 1.9 | Y | [5 empty] | N |  | N
58135 | Ecos Energy LLC | 58509 | Vintner Solar | CA | San Luis Obispo | PV4 | OP | Solar Photovoltaic | PV | IPP Non-CHP | 2 | 1.5 | 1.5 | 1.5 | 4 | 2014 |  | Y | [8 empty] | 180 | 20 | 2.1 | Y | [5 empty] | N |  | N
58135 | Ecos Energy LLC | 58510 | Kettleman Solar Project | CA | San Joaquin | PV5 | OP | Solar Photovoltaic | PV | IPP Non-CHP | 2 | 1 | 1 | 1 | 4 | 2014 |  | Y |  | Y | [6 empty] | 180 | 20 | 1.4 | Y | [5 empty] | N |  | N
60281 | Altus Power America Management, LLC | 58512 | Cornerstone Power Vineland I LLC | NJ | Cumberland | PV1 | OP | Solar Photovoltaic | PV | IPP Non-CHP | 2 | 3.1 | 3.1 | 3.1 | 2 | 2012 |  | Y | [8 empty] | 180 | 0 | 3.7 | Y | [5 empty] | N |  | N
60281 | Altus Power America Management, LLC | 58513 | Ironwood Solar LLC | CA | Riverside | 0937 | OP | Solar Photovoltaic | PV | IPP Non-CHP | 2 | 4 | 4 | 4 | 4 | 2012 |  | Y |  | N | [6 empty] | 180 | 0 | 4.6 | Y | [5 empty] | N |  | N
57365 | Consolidated Edison Solutions Inc. | 58514 | Desert Hot Springs Solar | CA | Riverside | DHCA | OP | Solar Photovoltaic | PV | IPP Non-CHP | 2 | 2.3 | 2.2 | 2.2 | 12 | 2013 |  | Y |  | N | [6 empty] | 90 | 45 | 2.9 | Y | [5 empty] | N |  | N
58492 | Chattanooga Metropolitan Airport | 58515 | Chattanooga Metropolitan Airport Solar | TN | Hamilton | GEN1 | OP | Solar Photovoltaic | PV | Commercial Non-CHP | 4 | 1 | 0.7 | 0.3 | 12 | 2011 |  |  |  | Y | [6 empty] | 180 | 15 | 0.9 | Y | [5 empty] | N |  | N
58492 | Chattanooga Metropolitan Airport | 58515 | Chattanooga Metropolitan Airport Solar | TN | Hamilton | GEN2 | OP | Solar Photovoltaic | PV | Commercial Non-CHP | 4 | 1.1 | 0.8 | 0.3 | 6 | 2013 |  |  |  | Y | [6 empty] | 180 | 15 | 1 | Y | [5 empty] | N |  | N
58492 | Chattanooga Metropolitan Airport | 58515 | Chattanooga Metropolitan Airport Solar | TN | Hamilton | GEN3 | OP | Solar Photovoltaic | PV | Commercial Non-CHP | 4 | 0.6 | 0.4 | 0.2 | 4 | 2019 |  |  |  | Y | [6 empty] | 180 | 15 | 0.6 | Y | [5 empty] | N |  | N
58491 | Luminace Solar Holding, LLC | 58516 | Union HS at Casa Grande | AZ | Pinal | PV1 | OP | Solar Photovoltaic | PV | IPP Non-CHP | 2 | 1.6 | 1.6 | 1.6 | 12 | 2012 |  |  |  | Y | [6 empty] | 180 | 12 | 2.1 | Y | [5 empty] | Y | 2 | N
58491 | Luminace Solar Holding, LLC | 58517 | Vista Grande HS at Casa Grande | AZ | Pinal | PV1 | OP | Solar Photovoltaic | PV | IPP Non-CHP | 2 | 1.4 | 1.4 | 1.4 | 12 | 2012 |  |  |  | Y | [6 empty] | 270 | 2 | 1.8 | Y | [5 empty] | Y | 1.8 | N
58495 | Syncarpha Alethea I, LLC | 58519 | Alethea I | NJ | Burlington | 1 | OP | Solar Photovoltaic | PV | IPP Non-CHP | 2 | 2.8 | 2.8 | 2.8 | 11 | 2011 |  |  |  | Y | [6 empty] | 180 | 25 | 3 | Y | [5 empty] | N |  | N
59300 | PNM Resources | 58520 | Otero Solar | NM | Otero | OTE1 | OP | Solar Photovoltaic | PV | Electric Utility | 1 | 8 | 8 | 8 | 12 | 2013 |  |  |  | Y | [6 empty] | 180 | 25 | 9.6 |  | Y |  |  |  |  | N |  | N
59300 | PNM Resources | 58521 | Manzano Solar | NM | Valencia | MAN1 | OP | Solar Photovoltaic | PV | Electric Utility | 1 | 8.4 | 8.4 | 8.4 | 10 | 2013 |  |  |  | Y | [6 empty] | 180 | 25 | 10.1 |  | Y |  |  |  |  | N |  | N
65164 | CleanCapital Holdings | 58522 | Madera Community Hospital | CA | Madera | 1 | OP | Solar Photovoltaic | PV | IPP Non-CHP | 2 | 1 | 1 | 1 | 10 | 2011 |  | Y | [8 empty] | 180 | 20 | 1.1 | Y | [5 empty] | Y | 1.1 | N
65242 | Scale Sustainable I, LLC | 58524 | Neuse River Solar Farm | NC | Wake | 1 | OP | Solar Photovoltaic | PV | IPP Non-CHP | 2 | 1.1 | 1.1 | 1 | 12 | 2011 | N |  |  | Y | [6 empty] | 180 | 25 | 1.3 | Y | [5 empty] | N |  | N
58500 | City of Hayward | 58525 | City of Hayward WWTP | CA | Alameda | 1 | OP | Solar Photovoltaic | PV | IPP CHP | 3 | 1.6 | 1.6 | 1.6 | 11 | 2010 |  | Y |  | N | [6 empty] | 180 | 0 | 1.9 | Y |  |  |  |  | N | Y | 1.2 | N
58501 | Five Crowns Inc | 58527 | Crown Cooling Facility | CA | Imperial | 1 | OP | Solar Photovoltaic | PV | Industrial Non-CHP | 6 | 1 | 1 | 1 | 12 | 2011 |  |  |  | Y | [6 empty] | 180 | 30 | 1.2 | Y | [5 empty] | Y | 1 | N
58503 | Garnet Solar Generation Station I LLC | 58528 | Garnet Solar Generation Station I LLC | CA | Riverside | WDT44 | OP | Solar Photovoltaic | PV | IPP Non-CHP | 2 | 4 | 4 | 4 | 12 | 2014 |  | Y | [8 empty] | 0 | 0 | 5 | Y | [5 empty] | N |  | N
63233 | USF Surry, LLC | 58529 | Progress Manis I | NC | Scotland | P11A | OP | Solar Photovoltaic | PV | IPP Non-CHP | 2 | 2 | 2 | 2 | 4 | 2012 |  |  |  | Y | [6 empty] | 180 | 24 | 2.4 | Y | [5 empty] | N |  | N
63233 | USF Surry, LLC | 58531 | North Carolina Solar Bethea I | NC | Scotland | P22A | OP | Solar Photovoltaic | PV | IPP Non-CHP | 2 | 2 | 2 | 2 | 2 | 2013 |  |  |  | Y | [6 empty] | 180 | 24 | 2.4 | Y | [5 empty] | N |  | N
61944 | MN8 Energy LLC | 58534 | Westford Solar Park | MA | Middlesex | 1 | OP | Solar Photovoltaic | PV | IPP Non-CHP | 2 | 4 | 4 | 4 | 4 | 2012 |  |  |  | Y | [6 empty] | 180 | 20 | 4.5 | Y | [5 empty] | N |  | Y | 4.5
56645 | Aqua America Inc | 58535 | Pickering Solar | PA | Chester | 1 | OP | Solar Photovoltaic | PV | IPP Non-CHP | 2 | 1.5 | 1.4 | 1 | 1 | 2012 | N |  |  | Y | [6 empty] | 185 | 10 | 1.8 | Y | [5 empty] | N |  | N
58489 | OCI Solar Power | 58536 | Cornerstone Power Holmdel LLC | NJ | Monmouth | 1 | OP | Solar Photovoltaic | PV | IPP Non-CHP | 2 | 3 | 3 | 3 | 5 | 2013 |  | Y | Y | [7 empty] | 90 |  | 3.7 | Y | [5 empty] | N |  | N
58489 | OCI Solar Power | 58537 | OCI Alamo Solar I Hybrid | TX | Bexar | 1 | OP | Solar Photovoltaic | PV | IPP Non-CHP | 2 | 40.7 | 40.7 | 40.7 | 12 | 2013 |  | Y | N | [7 empty] | 0 | 0 | 56 | Y | [5 empty] | N |  | N
58508 | Carolina Solar Energy LLC | 58538 | PCSP3 Airport | NC | Person | 3 | OP | Solar Photovoltaic | PV | IPP Non-CHP | 2 | 2.5 | 2.5 | 2.5 | 10 | 2011 |  |  |  | Y | [6 empty] | 180 | 25 | 3 | Y | [5 empty] | N |  | N
61944 | MN8 Energy LLC | 58539 | Lake Pleasant WTP | AZ | Maricopa | 1 | OP | Solar Photovoltaic | PV | IPP Non-CHP | 2 | 6.5 | 6 | 4.1 | 12 | 2012 |  | Y | [8 empty] | 0 | 0 | 7.6 | Y | [5 empty] | Y | 7.6 | N
58509 | Affordable Solar Silver City, LLC | 58540 | Silver City WWTP PV Project | NM | Grant | PV-1 | OP | Solar Photovoltaic | PV | IPP Non-CHP | 2 | 1 | 1 | 1 | 6 | 2013 |  |  |  | Y | [6 empty] | 180 | 30 | 1.1 | Y | [5 empty] | Y | 1 | N
58511 | SunGen Sharon 1 LLC | 58541 | SunGen Sharon 1 LLC | VT | Windsor | 1 | OP | Solar Photovoltaic | PV | IPP Non-CHP | 2 | 1.8 | 1.8 | 1.8 | 8 | 2012 |  |  |  | Y | [6 empty] | 185 | 25 | 2.5 | Y | [5 empty] | N |  | N
58290 | NextEra Energy Desert Sunlight 250, LLC | 58542 | Desert Sunlight 250, LLC | CA | Riverside | DSL12 | OP | Solar Photovoltaic | PV | IPP Non-CHP | 2 | 39.1 | 39.1 | 39.1 | 12 | 2013 |  |  |  | Y | [6 empty] | 120 | 22.5 | 50 |  | Y |  |  |  |  | N |  | N
58290 | NextEra Energy Desert Sunlight 250, LLC | 58542 | Desert Sunlight 250, LLC | CA | Riverside | DSL13 | OP | Solar Photovoltaic | PV | IPP Non-CHP | 2 | 39.1 | 39.1 | 39.1 | 1 | 2014 |  |  |  | Y | [6 empty] | 120 | 22.5 | 51.3 |  | Y |  |  |  |  | N |  | N
58290 | NextEra Energy Desert Sunlight 250, LLC | 58542 | Desert Sunlight 250, LLC | CA | Riverside | DSL14 | OP | Solar Photovoltaic | PV | IPP Non-CHP | 2 | 26.5 | 26.5 | 26.5 | 4 | 2014 |  |  |  | Y | [6 empty] | 120 | 22.5 | 35.4 |  | Y |  |  |  |  | N |  | N
58290 | NextEra Energy Desert Sunlight 250, LLC | 58542 | Desert Sunlight 250, LLC | CA | Riverside | DSL15 | OP | Solar Photovoltaic | PV | IPP Non-CHP | 2 | 13.9 | 13.9 | 13.9 | 6 | 2014 |  |  |  | Y | [6 empty] | 120 | 22.5 | 19.1 |  | Y |  |  |  |  | N |  | N
58290 | NextEra Energy Desert Sunlight 250, LLC | 58542 | Desert Sunlight 250, LLC | CA | Riverside | DSL16 | OP | Solar Photovoltaic | PV | IPP Non-CHP | 2 | 22.7 | 22.7 | 22.7 | 11 | 2013 |  |  |  | Y | [6 empty] | 120 | 22.5 | 28 |  | Y |  |  |  |  | N |  | N
58290 | NextEra Energy Desert Sunlight 250, LLC | 58542 | Desert Sunlight 250, LLC | CA | Riverside | DSL17 | OP | Solar Photovoltaic | PV | IPP Non-CHP | 2 | 29 | 29 | 29 | 11 | 2013 |  |  |  | Y | [6 empty] | 120 | 22.5 | 36 |  | Y |  |  |  |  | N |  | N
58290 | NextEra Energy Desert Sunlight 250, LLC | 58542 | Desert Sunlight 250, LLC | CA | Riverside | DSL18 | OP | Solar Photovoltaic | PV | IPP Non-CHP | 2 | 29 | 29 | 29 | 6 | 2014 |  |  |  | Y | [6 empty] | 120 | 22.5 | 38.5 |  | Y |  |  |  |  | N |  | N
58290 | NextEra Energy Desert Sunlight 250, LLC | 58542 | Desert Sunlight 250, LLC | CA | Riverside | DSL19 | OP | Solar Photovoltaic | PV | IPP Non-CHP | 2 | 25.2 | 25.2 | 25.2 | 10 | 2014 |  |  |  | Y | [6 empty] | 120 | 22.5 | 34.8 |  | Y |  |  |  |  | N |  | N
58290 | NextEra Energy Desert Sunlight 250, LLC | 58542 | Desert Sunlight 250, LLC | CA | Riverside | DSL20 | OP | Solar Photovoltaic | PV | IPP Non-CHP | 2 | 25.2 | 25.2 | 25.2 | 11 | 2013 |  |  |  | Y | [6 empty] | 120 | 22.5 | 37 |  | Y |  |  |  |  | N |  | N
58514 | Gilbert Solar Facility I, LLC | 58543 | Gilbert Solar Facility I, LLC | AZ | Maricopa | 1 | OP | Solar Photovoltaic | PV | IPP Non-CHP | 2 | 2 | 2.5 | 2.5 | 10 | 2011 |  | Y |  | N | [6 empty] | 0 | 0 | 2.5 | Y | [5 empty] | N |  | N
58515 | NextEra Energy Mountain View Solar | 58544 | Mountain View Solar | NV | Clark | 1 | OP | Solar Photovoltaic | PV | IPP Non-CHP | 2 | 20 | 20 | 20 | 1 | 2014 |  | Y | [8 empty] | 0 | 0 | 25 | Y | [5 empty] | N |  | N
64635 | Community Solar I | 58545 | Community Solar 1 | CA | Imperial | 1 | OP | Solar Photovoltaic | PV | IPP Non-CHP | 2 | 5.7 | 5.7 | 5.7 | 6 | 2014 |  | Y | [8 empty] | 180 |  | 7.5 | Y | [5 empty] | N |  | N
16622 | San Miguel Power Assn, Inc | 58547 | SMPA Solar 1 Community Solar | CO | Montrose | 1 | OP | Solar Photovoltaic | PV | Electric Utility | 1 | 1 | 1 | 1 | 12 | 2012 |  |  |  | Y | [6 empty] | 180 | 35 | 1.1 | Y | [5 empty] | N |  | Y | 1.1
63727 | Kaieie Waho Company LLC | 58549 | Port Allen Solar | HI | Kauai | 1 | OP | Solar Photovoltaic | PV | IPP Non-CHP | 2 | 6 | 6 | 6 | 12 | 2012 |  |  |  | Y | [6 empty] | 180 | 10 | 7.2 | Y | [5 empty] | N |  | N
58491 | Luminace Solar Holding, LLC | 58550 | Owens Corning at Bethlehem | NY | Albany | PV1 | OP | Solar Photovoltaic | PV | IPP Non-CHP | 2 | 2 | 2 | 2 | 10 | 2013 |  |  |  | Y | [6 empty] | 180 | 25 | 2.3 | Y | [5 empty] | Y | 2.3 | N
60453 | Onward Energy | 58552 | Indy Solar I, LLC | IN | Marion | 1 | OP | Solar Photovoltaic | PV | IPP Non-CHP | 2 | 10 | 10 | 10 | 12 | 2013 |  |  |  | Y | [6 empty] | 180 | 20 | 13.9 | Y |  |  |  |  | N | N |  | N
60453 | Onward Energy | 58553 | Indy Solar III, LLC | IN | Marion | 1 | OP | Solar Photovoltaic | PV | IPP Non-CHP | 2 | 8.6 | 8.6 | 8.6 | 12 | 2013 |  |  |  | Y | [6 empty] | 180 | 20 | 11.9 | Y |  |  |  |  | Y | N |  | N
60453 | Onward Energy | 58554 | Somers Solar Center, LLC | CT | Tolland | 1 | OP | Solar Photovoltaic | PV | IPP Non-CHP | 2 | 5 | 5 | 5 | 12 | 2013 |  | Y |  | N | [5 empty] | N | 180 | 38 | 7.4 | Y |  |  |  |  | N | N |  | N
60453 | Onward Energy | 58556 | Indy Solar II, LLC | IN | Marion | 1 | OP | Solar Photovoltaic | PV | IPP Non-CHP | 2 | 10.1 | 10 | 10 | 12 | 2013 |  |  |  | Y | [6 empty] | 180 | 20 | 13.9 | Y |  |  |  |  | N | N |  | N
56769 | Consolidated Edison Development Inc. | 58561 | Merrimac Solar | MA | Essex | MSMA | OP | Solar Photovoltaic | PV | IPP Non-CHP | 2 | 1.5 | 1.5 | 1.5 | 12 | 2013 |  |  |  | Y | [6 empty] | 180 | 25 | 2 | Y | [5 empty] | N |  | N
56769 | Consolidated Edison Development Inc. | 58564 | Frenchtown III Solar | NJ | Hunterdon | F3NJ | OP | Solar Photovoltaic | PV | IPP Non-CHP | 2 | 7.9 | 7.9 | 7.9 | 12 | 2013 |  |  |  | Y | [6 empty] | 180 | 25 | 11.5 | Y | [5 empty] | N |  | N
56999 | Western Massachusetts Electric Company | 58568 | Cottage Street Solar Facility | MA | Hampden | PV-3 | OP | Solar Photovoltaic | PV | Electric Utility | 1 | 3.2 | 3.2 | 3.2 | 5 | 2014 |  |  |  | Y | [6 empty] | 180 | 20 | 3.9 | Y | [5 empty] | N |  | N
60842 | Paradise Solar Urban Renewal, LLC | 58569 | Paradise Solar Energy Center | NJ | Gloucester | 1 | OP | Solar Photovoltaic | PV | IPP Non-CHP | 2 | 5 | 5 | 5 | 3 | 2011 |  |  |  | Y | [6 empty] | 180 | 25 | 5.5 | Y | [5 empty] | N |  | N
49893 | Invenergy Services LLC | 58572 | Lakeland Solar Energy LLC | GA | Lanier | 1 | OP | Solar Photovoltaic | PV | IPP Non-CHP | 2 | 0.9 | 0.9 | 0.9 | 12 | 2013 |  |  |  | Y | [6 empty] | 180 | 25 | 1 | Y | [5 empty] | N |  | N
49893 | Invenergy Services LLC | 58572 | Lakeland Solar Energy LLC | GA | Lanier | 2 | OP | Solar Photovoltaic | PV | IPP Non-CHP | 2 | 0.9 | 0.9 | 0.9 | 12 | 2013 |  |  |  | Y | [6 empty] | 180 | 25 | 1 | Y | [5 empty] | N |  | N
60281 | Altus Power America Management, LLC | 58576 | GSE NM1 | NM | Chaves | NMP1 | OP | Solar Photovoltaic | PV | IPP Non-CHP | 2 | 2.3 | 1.7 | 1.3 | 5 | 2011 |  |  |  | Y | [6 empty] | 180 | 25 | 2.9 | Y | [5 empty] | Y | 2.8 | N
60025 | Greenbacker Renewable Energy Corporation | 58578 | Sonora 1 | CA | Tuolumne | SON1 | OP | Solar Photovoltaic | PV | IPP Non-CHP | 2 | 1.5 | 1.5 | 1.5 | 12 | 2013 |  | Y | [8 empty] | 0 | 0 | 1.9 | Y | [5 empty] | N |  | N
58540 | California PV Energy LLC | 58581 | Oltmans SCE at Champagne | CA | San Bernardino | 1 | OP | Solar Photovoltaic | PV | IPP Non-CHP | 2 | 1 | 1 | 1 | 12 | 2013 |  |  |  | Y | [6 empty] | 180 | 10 | 1.4 | Y | [5 empty] | Y | 1.3 | N
58540 | California PV Energy LLC | 58582 | Oltmans SCE at Jurupa | CA | San Bernardino | 1 | OP | Solar Photovoltaic | PV | IPP Non-CHP | 2 | 1.5 | 1.5 | 1.5 | 12 | 2013 |  |  |  | Y | [6 empty] | 180 | 10 | 2 | Y | [5 empty] | Y | 2 | N
60281 | Altus Power America Management, LLC | 58583 | Forbes Street Solar | RI | Providence | FSS1 | OP | Solar Photovoltaic | PV | IPP Non-CHP | 2 | 3 | 3 | 3 | 12 | 2013 |  |  |  | Y | [6 empty] | 180 | 20 | 3.7 | Y | [5 empty] | N |  | N
58542 | Trustees of Princeton University | 58584 | Princeton University Cogeneration | NJ | Mercer | PV1 | OP | Solar Photovoltaic | PV | Commercial CHP | 5 | 4.5 | 4.5 | 4.5 | 10 | 2012 |  | Y | [8 empty] | 90 |  | 5.3 | Y | [5 empty] | Y | 4.5 | N
58542 | Trustees of Princeton University | 58584 | Princeton University Cogeneration | NJ | Mercer | PV2 | OP | Solar Photovoltaic | PV | Commercial CHP | 5 | 1.2 | 1.2 | 1.2 | 10 | 2021 |  |  |  | Y | [6 empty] | 226 | 12 | 1.5 | Y | [5 empty] | N |  | N
58542 | Trustees of Princeton University | 58584 | Princeton University Cogeneration | NJ | Mercer | PV3 | OP | Solar Photovoltaic | PV | Commercial CHP | 5 | 10.5 | 10.5 | 10.5 | 3 | 2022 |  |  |  | Y | [6 empty] | 226 | 0 | 12.6 | Y | [5 empty] | N |  | N
58542 | Trustees of Princeton University | 58584 | Princeton University Cogeneration | NJ | Mercer | PV4 | OP | Solar Photovoltaic | PV | Commercial CHP | 5 | 0.4 | 0.4 | 0.4 | 3 | 2022 |  |  |  | Y | [6 empty] | 226 | 0 | 0.5 | Y | [5 empty] | N |  | N
58544 | Sierra Nevada Brewing Co | 58585 | Sierra Nevada Brewing Co Hybrid | CA | Butte | SOLR | OP | Solar Photovoltaic | PV | Industrial CHP | 7 | 1.7 | 1.4 | 0.9 | 9 | 2007 |  | Y |  | Y | N | [5 empty] | 180 | 5 | 2 | Y | [5 empty] | Y | 1 | N
60947 | Tesla Inc. | 58586 | Town of East Bridgewater CSG | MA | Plymouth | 1 | OP | Solar Photovoltaic | PV | IPP Non-CHP | 2 | 2 | 2 | 2 | 6 | 2013 |  | Y | [8 empty] | 180 | 20 | 2.4 | Y | [5 empty] | N |  | Y | 2.4
63249 | Terraform Arcadia | 58588 | Sue Cleveland High School | NM | Sandoval | SCHS | OP | Solar Photovoltaic | PV | IPP Non-CHP | 2 | 1 | 1 | 1 | 11 | 2013 |  |  |  | Y | [6 empty] | 180 | 20 | 1.2 | Y | [5 empty] | Y | 1.2 | N
63249 | Terraform Arcadia | 58589 | Rio Rancho High School | NM | Sandoval | RRHS | OP | Solar Photovoltaic | PV | IPP Non-CHP | 2 | 1 | 1 | 1 | 11 | 2013 |  |  |  | Y | [6 empty] | 180 | 20 | 1.2 | Y | [5 empty] | Y | 1.2 | N
58546 | Cascade Solar LLC | 58590 | Cascade Solar | CA | San Bernardino | 1 | OP | Solar Photovoltaic | PV | IPP Non-CHP | 2 | 18.5 | 18.5 | 18.5 | 1 | 2014 |  | Y | [8 empty] | 90 |  | 24.1 | Y | [5 empty] | N |  | N
17650 | Southern Power Co | 58592 | Solar Gen 2 Solar Facility | CA | Imperial | ALHM | OP | Solar Photovoltaic | PV | IPP Non-CHP | 2 | 54.4 | 50 | 50 | 11 | 2014 |  | Y |  | N | [6 empty] | 90 |  | 64.7 | Y | Y |  |  |  |  | N |  | N
17650 | Southern Power Co | 58592 | Solar Gen 2 Solar Facility | CA | Imperial | ARK | OP | Solar Photovoltaic | PV | IPP Non-CHP | 2 | 54.4 | 50 | 50 | 11 | 2014 |  | Y |  | N | [6 empty] | 90 |  | 64.7 | Y | Y |  |  |  |  | N |  | N
17650 | Southern Power Co | 58592 | Solar Gen 2 Solar Facility | CA | Imperial | SONR | OP | Solar Photovoltaic | PV | IPP Non-CHP | 2 | 54.4 | 50 | 50 | 11 | 2014 |  | Y |  | N | [6 empty] | 90 |  | 64.7 | Y | Y |  |  |  |  | N |  | N
59155 | Evergreen Wind, LLC | 58598 | Beryl Solar Plant | UT | Iron | BSP1 | OP | Solar Photovoltaic | PV | IPP Non-CHP | 2 | 3 | 3 | 3 | 8 | 2015 |  |  |  | Y | [6 empty] | 180 | 30 | 3.4 | Y | [5 empty] | N |  | N
59155 | Evergreen Wind, LLC | 58599 | Cedar Valley Solar Plant | UT | Iron | CVSP1 | OP | Solar Photovoltaic | PV | IPP Non-CHP | 2 | 3 | 3 | 3 | 12 | 2015 |  |  |  | Y | [6 empty] | 180 | 30 | 3.4 | Y | [5 empty] | N |  | N
59155 | Evergreen Wind, LLC | 58600 | Buckhorn Solar Plant | UT | Iron | BSP1 | OP | Solar Photovoltaic | PV | IPP Non-CHP | 2 | 3 | 3 | 3 | 12 | 2015 |  |  |  | Y | [6 empty] | 180 | 30 | 3.4 | Y | [5 empty] | N |  | N
59155 | Evergreen Wind, LLC | 58601 | Milford Flat Solar Plant | UT | Beaver | MFSP1 | OP | Solar Photovoltaic | PV | IPP Non-CHP | 2 | 3 | 3 | 3 | 7 | 2015 |  |  |  | Y | [6 empty] | 180 | 30 | 3.4 | Y | [5 empty] | N |  | N
61944 | MN8 Energy LLC | 58602 | Laho Solar Plant | UT | Beaver | LSP1 | OP | Solar Photovoltaic | PV | IPP Non-CHP | 2 | 3 | 3 | 3 | 7 | 2015 |  |  |  | Y | [6 empty] | 180 | 30 | 3.4 | Y | [5 empty] | N |  | N
59155 | Evergreen Wind, LLC | 58603 | Greenville Solar Plant | UT | Beaver | GVSP1 | OP | Solar Photovoltaic | PV | IPP Non-CHP | 2 | 2.2 | 2.2 | 2.2 | 10 | 2015 |  |  |  | Y | [6 empty] | 180 | 30 | 2.5 | Y | [5 empty] | N |  | N
59155 | Evergreen Wind, LLC | 58604 | Granite Peak Solar Plant | UT | Beaver | GPSP1 | OP | Solar Photovoltaic | PV | IPP Non-CHP | 2 | 3 | 3 | 3 | 8 | 2015 |  |  |  | Y | [6 empty] | 180 | 30 | 3.4 | Y | [5 empty] | N |  | N
61060 | Cypress Creek Renewables | 58605 | Blueberry One | NC | Wayne | PV1 | OP | Solar Photovoltaic | PV | IPP Non-CHP | 2 | 5 | 5 | 5 | 1 | 2016 |  |  |  | Y | [6 empty] | 180 | 20 | 6.8 | Y | [5 empty] | N |  | N
61012 | AES Distributed Energy | 58609 | Industry Solar Power Generation Station 1 LLC | CA | San Bernardino | ISP1 | OP | Solar Photovoltaic | PV | IPP Non-CHP | 2 | 1.5 | 1.5 | 1.5 | 12 | 2013 |  | Y | [8 empty] | 90 |  | 1.9 | Y | [5 empty] | N |  | N
61012 | AES Distributed Energy | 58610 | Navajo Solar Power Generation Station 1 LLC | CA | San Bernardino | NSP1 | OP | Solar Photovoltaic | PV | IPP Non-CHP | 2 | 1.5 | 1.5 | 1.5 | 12 | 2013 |  | Y | [8 empty] | 90 |  | 1.9 | Y | [5 empty] | N |  | N
61012 | AES Distributed Energy | 58611 | Powhatan Solar Power Generation Station 1 LLC | CA | San Bernardino | 1 | OP | Solar Photovoltaic | PV | IPP Non-CHP | 2 | 1.5 | 1.5 | 1.5 | 12 | 2013 |  | Y | [8 empty] | 90 |  | 1.9 | Y | [5 empty] | N |  | N
61012 | AES Distributed Energy | 58612 | Otoe Solar Power Generation Station 1 LLC | CA | San Bernardino | 1 | OP | Solar Photovoltaic | PV | IPP Non-CHP | 2 | 1.5 | 1.5 | 1.5 | 12 | 2013 |  |  |  | Y | [6 empty] | 198 | 20 | 1.9 | Y | [5 empty] | N |  | N
58567 | Blue Renewable Energy IMS, LLC | 58615 | Indianapolis Motor Speedway Solar PV | IN | Marion | IMS | OP | Solar Photovoltaic | PV | IPP Non-CHP | 2 | 9 | 9 | 9 | 7 | 2014 |  |  |  | Y | [6 empty] | 270 | 26 | 11.2 | Y | N |  |  |  |  | N |  | N
58568 | Westlands Solar Farms, LLC | 58616 | Westlands Solar PV Farm | CA | Fresno | WSF1 | OP | Solar Photovoltaic | PV | IPP Non-CHP | 2 | 18 | 18 | 14 | 2 | 2014 |  | Y | [8 empty] | 180 |  | 23 | Y | [5 empty] | N |  | N
65305 | Clean Focus Yield, LLC | 58618 | Butler Plaza | FL | Alachua | 1 | OP | Solar Photovoltaic | PV | IPP Non-CHP | 2 | 1.2 | 1.2 | 1.2 | 12 | 2010 |  |  |  | Y | [6 empty] | 147 | 5 | 1.6 | Y | [5 empty] | N |  | N
58575 | Sol Orchard Imperial 1, LLC | 58621 | Sol Orchard El Centro PV | CA | Imperial | ECPV | OP | Solar Photovoltaic | PV | IPP Non-CHP | 2 | 20 | 20 | 20 | 10 | 2013 |  | Y | [8 empty] | 0 | 0 | 25.2 | Y | [5 empty] | N |  | N
64778 | Strata Manager, LLC | 58623 | Holstein Plant | NC | Scotland | PV1 | OP | Solar Photovoltaic | PV | IPP Non-CHP | 2 | 20 | 20 | 20 | 12 | 2015 |  |  |  | Y | [6 empty] | 180 | 20 | 25.7 |  | Y |  |  |  |  | N |  | N
58578 | PPS Berkshire Solar LLC | 58624 | Berkshire 1 | MA | Berkshire | BER1 | OP | Solar Photovoltaic | PV | IPP Non-CHP | 2 | 1.8 | 1.8 | 1.8 | 12 | 2011 |  | Y |  | Y | [6 empty] | 178 | 30 | 2 | Y | [5 empty] | N |  | N
58549 | County of Alameda GSA | 58625 | Santa Rita Jail Hybrid | CA | Alameda | SRPV2 | OP | Solar Photovoltaic | PV | IPP CHP | 3 | 1 | 1 | 0.1 | 12 | 2016 |  |  |  | Y | [6 empty] | 180 | 11 | 1.1 | Y | [5 empty] | Y | 1.1 | N
58549 | County of Alameda GSA | 58625 | Santa Rita Jail Hybrid | CA | Alameda | SRPV3 | OP | Solar Photovoltaic | PV | IPP CHP | 3 | 0.5 | 0.5 | 0.1 | 1 | 2017 |  |  |  | Y | [6 empty] | 180 | 11 | 0.6 | Y | [5 empty] | Y | 0.6 | N
61012 | AES Distributed Energy | 58626 | Western Antelope Blue Sky Ranch A | CA | Los Angeles | WABSA | OP | Solar Photovoltaic | PV | IPP Non-CHP | 2 | 20 | 19 | 18 | 11 | 2014 |  | Y | [7 empty] | N | 90 |  | 23.9 | Y | [5 empty] | N |  | N
61012 | AES Distributed Energy | 58627 | Western Antelope Dry Ranch | CA | Los Angeles | WADR | OP | Solar Photovoltaic | PV | IPP Non-CHP | 2 | 10 | 10 | 9 | 12 | 2016 |  | Y |  | N | [6 empty] | 90 |  | 12.8 |  | Y |  |  |  |  | N |  | N
58580 | Simon Solar Farm, LLC | 58628 | Simon Solar Farm LLC | GA | Walton | SRSSF | OP | Solar Photovoltaic | PV | IPP Non-CHP | 2 | 30 | 30 | 30 | 11 | 2013 |  |  |  | Y | [6 empty] | 180 | 20 | 38.6 | Y | [5 empty] | N |  | N
60947 | Tesla Inc. | 58631 | Queen Anne's County | MD | Queen Annes | 1 | OP | Solar Photovoltaic | PV | IPP Non-CHP | 2 | 2 | 2 | 2 | 12 | 2013 |  | Y | [8 empty] | 180 | 30 | 2.4 | Y | [5 empty] | Y | 2.4 | N
60947 | Tesla Inc. | 58632 | Actus Lend Lease DMAFB | AZ | Pima | 1 | OP | Solar Photovoltaic | PV | IPP Non-CHP | 2 | 3 | 3 | 3 | 12 | 2009 |  | Y | [8 empty] | 180 | 0 | 3.3 | Y | [5 empty] | Y | 3.3 | N
60947 | Tesla Inc. | 58633 | Monterey Regional Water Pollution Control Agency | CA | Monterey | 1 | OP | Solar Photovoltaic | PV | IPP Non-CHP | 2 | 1 | 1 | 1 | 12 | 2010 |  | Y | [8 empty] | 195 | 26 | 1.1 | Y | [5 empty] | Y | 1.1 | N
60947 | Tesla Inc. | 58634 | Lancaster Baptist Church | CA | Los Angeles | 1 | OP | Solar Photovoltaic | PV | IPP Non-CHP | 2 | 1 | 1 | 1 | 12 | 2011 |  | Y | [8 empty] | 180 | 20 | 1.1 | Y | [5 empty] | Y | 1.1 | N
60947 | Tesla Inc. | 58636 | Sacramento Fairbain Water Treatment Plant | CA | Sacramento | 1 | OP | Solar Photovoltaic | PV | IPP Non-CHP | 2 | 1 | 1 | 1 | 2 | 2013 |  | Y | [8 empty] | 180 | 10 | 1.1 | Y | [5 empty] | Y | 1.1 | N
10071 | Kauai Island Utility Cooperative | 58639 | KRS I Anahola Solar Hybrid | HI | Kauai | ANAPV | OP | Solar Photovoltaic | PV | Electric Utility | 1 | 12 | 12 | 12 | 8 | 2015 |  |  |  | Y | [6 empty] | 180 | 20 | 14.5 | Y | [5 empty] | N |  | N
10071 | Kauai Island Utility Cooperative | 58640 | KRS II Koloa Solar | HI | Kauai | KOLPV | OP | Solar Photovoltaic | PV | Electric Utility | 1 | 12 | 12 | 12 | 8 | 2014 |  |  |  | Y | [6 empty] | 180 | 20 | 14.2 | Y | [5 empty] | N |  | N
61230 | Arevon Energy, Inc. | 58642 | Tulare 1 and 2 | CA | Tulare | 1 | OP | Solar Photovoltaic | PV | IPP Non-CHP | 2 | 1.5 | 1.5 | 1.5 | 1 | 2014 |  |  |  | Y | [6 empty] | 180 | 20 | 1.8 | Y | [5 empty] | N |  | N
61230 | Arevon Energy, Inc. | 58642 | Tulare 1 and 2 | CA | Tulare | 2 | OP | Solar Photovoltaic | PV | IPP Non-CHP | 2 | 1.5 | 1.5 | 1.5 | 1 | 2014 |  |  |  | Y | [6 empty] | 180 | 20 | 1.8 | Y | [5 empty] | N |  | N
58594 | Rockford Solar Partners | 58643 | Rockford Solar Farm | IL | Winnebago | 1 | OP | Solar Photovoltaic | PV | IPP Non-CHP | 2 | 2.6 | 2.6 | 2.6 | 10 | 2012 |  | N |  | Y | [6 empty] | 180 | 30 | 3.1 | Y | [5 empty] | N |  | N
59363 | Silver State Solar Power South, LLC | 58644 | Silver State Solar Power South | NV | Clark | BLK1 | OP | Solar Photovoltaic | PV | IPP Non-CHP | 2 | 26.4 | 26.4 | 26.4 | 11 | 2015 |  | Y | [8 empty] | 0 | 0 | 33.8 |  | Y |  |  |  |  | N |  | N
59363 | Silver State Solar Power South, LLC | 58644 | Silver State Solar Power South | NV | Clark | BLK2 | OP | Solar Photovoltaic | PV | IPP Non-CHP | 2 | 27.9 | 27.9 | 27.9 | 12 | 2015 |  | Y | [8 empty] | 0 | 0 | 35.9 |  | Y |  |  |  |  | N |  | N
59363 | Silver State Solar Power South, LLC | 58644 | Silver State Solar Power South | NV | Clark | BLK3 | OP | Solar Photovoltaic | PV | IPP Non-CHP | 2 | 37.2 | 37.2 | 37.2 | 12 | 2015 |  | Y | [8 empty] | 0 | 0 | 49.2 |  | Y |  |  |  |  | N |  | N
59363 | Silver State Solar Power South, LLC | 58644 | Silver State Solar Power South | NV | Clark | BLK4 | OP | Solar Photovoltaic | PV | IPP Non-CHP | 2 | 35.7 | 35.7 | 35.7 | 1 | 2016 |  | Y | [8 empty] | 0 | 0 | 47.3 |  | Y |  |  |  |  | N |  | N
59363 | Silver State Solar Power South, LLC | 58644 | Silver State Solar Power South | NV | Clark | BLK5 | OP | Solar Photovoltaic | PV | IPP Non-CHP | 2 | 35 | 35 | 35 | 4 | 2016 |  | Y | [8 empty] | 0 | 0 | 46.5 |  | Y |  |  |  |  | N |  | N
59363 | Silver State Solar Power South, LLC | 58644 | Silver State Solar Power South | NV | Clark | BLK6 | OP | Solar Photovoltaic | PV | IPP Non-CHP | 2 | 36.6 | 36.6 | 36.6 | 4 | 2016 |  | Y | [8 empty] | 0 | 0 | 48 |  | Y |  |  |  |  | N |  | N
59363 | Silver State Solar Power South, LLC | 58644 | Silver State Solar Power South | NV | Clark | BLK7 | OP | Solar Photovoltaic | PV | IPP Non-CHP | 2 | 35 | 35 | 35 | 5 | 2016 |  | Y | [8 empty] | 0 | 0 | 44.5 |  | Y |  |  |  |  | N |  | N
59363 | Silver State Solar Power South, LLC | 58644 | Silver State Solar Power South | NV | Clark | BLK8 | OP | Solar Photovoltaic | PV | IPP Non-CHP | 2 | 26.3 | 26.3 | 26.3 | 6 | 2016 |  | Y | [8 empty] | 0 | 0 | 33.4 |  | Y |  |  |  |  | N |  | N
17650 | Southern Power Co | 58646 | Stateline Solar | CA | San Bernardino | STL | OP | Solar Photovoltaic | PV | IPP Non-CHP | 2 | 75.9 | 76 | 76 | 12 | 2015 |  |  |  | Y | [6 empty] | 180 | 25 | 87.8 |  | Y |  |  |  |  | N |  | N
17650 | Southern Power Co | 58646 | Stateline Solar | CA | San Bernardino | STL2 | OP | Solar Photovoltaic | PV | IPP Non-CHP | 2 | 34.1 | 34 | 34 | 12 | 2015 |  |  |  | Y | [6 empty] | 180 | 25 | 40.6 |  | Y |  |  |  |  | N |  | N
17650 | Southern Power Co | 58646 | Stateline Solar | CA | San Bernardino | STL3 | OP | Solar Photovoltaic | PV | IPP Non-CHP | 2 | 37.9 | 38 | 38 | 1 | 2016 |  |  |  | Y | [6 empty] | 180 | 25 | 42.4 |  | Y |  |  |  |  | N |  | N
17650 | Southern Power Co | 58646 | Stateline Solar | CA | San Bernardino | STL4 | OP | Solar Photovoltaic | PV | IPP Non-CHP | 2 | 37.9 | 38 | 38 | 2 | 2016 |  |  |  | Y | [6 empty] | 180 | 25 | 42.4 |  | Y |  |  |  |  | N |  | N
17650 | Southern Power Co | 58646 | Stateline Solar | CA | San Bernardino | STL5 | OP | Solar Photovoltaic | PV | IPP Non-CHP | 2 | 37.9 | 38 | 38 | 4 | 2016 |  |  |  | Y | [6 empty] | 180 | 25 | 42.4 |  | Y |  |  |  |  | N |  | N
17650 | Southern Power Co | 58646 | Stateline Solar | CA | San Bernardino | STL6 | OP | Solar Photovoltaic | PV | IPP Non-CHP | 2 | 37.9 | 38 | 38 | 6 | 2016 |  |  |  | Y | [6 empty] | 180 | 25 | 42.4 |  | Y |  |  |  |  | N |  | N
17650 | Southern Power Co | 58646 | Stateline Solar | CA | San Bernardino | STL7 | OP | Solar Photovoltaic | PV | IPP Non-CHP | 2 | 37.9 | 38 | 38 | 7 | 2016 |  |  |  | Y | [6 empty] | 180 | 25 | 42.4 |  | Y |  |  |  |  | N |  | N
57365 | Consolidated Edison Solutions Inc. | 58647 | Port Richmond WWT Solar | NY | Richmond | 1 | OP | Solar Photovoltaic | PV | IPP Non-CHP | 2 | 1 | 1 | 1 | 7 | 2015 |  |  |  | Y | [6 empty] | 180 | 20 | 1.9 | Y | [5 empty] | N |  | Y | 1.3
63026 | Oppidum Renewables USA, LLC | 58649 | Montgomery Solar LLC | NC | Montgomery | 1 | OP | Solar Photovoltaic | PV | IPP Non-CHP | 2 | 20 | 20 | 20 | 12 | 2015 |  |  |  | Y | [6 empty] | 180 | 20 | 25 | Y | [5 empty] | N |  | N
58598 | Mass Solar, LLC | 58650 | North Brookfield | MA | Worcester | PV1 | OP | Solar Photovoltaic | PV | IPP Non-CHP | 2 | 3 | 3 | 3 | 6 | 2014 |  |  |  | Y | [6 empty] | 180 | 25 | 3.6 | Y | [5 empty] | N |  | N
58596 | Hanwha Q CELLS USA | 58651 | Kalaeloa Renewable Energy Park | HI | Honolulu | KREP | OP | Solar Photovoltaic | PV | IPP Non-CHP | 2 | 5 | 5 | 5 | 1 | 2014 |  |  |  | Y | [6 empty] | 180 | 10 | 6.1 | Y | [5 empty] | N |  | N
65305 | Clean Focus Yield, LLC | 58653 | Jersey Gardens Phase 1 | NJ | Union | 1 | OP | Solar Photovoltaic | PV | IPP Non-CHP | 2 | 1.7 | 1.7 | 1.7 | 12 | 2011 |  |  |  | Y | [6 empty] | 26.7 | 5 | 2 | Y | [5 empty] | N |  | N
58591 | CF Jersey Gardens Owner Two LLC | 58654 | Jersey Gardens Phase 2 | NJ | Union | 1 | OP | Solar Photovoltaic | PV | IPP Non-CHP | 2 | 2.3 | 2.3 | 2.3 | 2 | 2012 |  |  |  | Y | [6 empty] | 180 | 5 | 2.8 | Y | [5 empty] | N |  | N
58600 | Waihonu North LLC | 58655 | Waihonu North Solar | HI | Honolulu | INV-1 | OP | Solar Photovoltaic | PV | IPP Non-CHP | 2 | 0.5 | 0.5 | 0.5 | 7 | 2016 |  |  |  | Y | [6 empty] | 180 | 10 | 0.5 | Y | [5 empty] | N |  | N
58600 | Waihonu North LLC | 58655 | Waihonu North Solar | HI | Honolulu | INV-2 | OP | Solar Photovoltaic | PV | IPP Non-CHP | 2 | 0.5 | 0.5 | 0.5 | 7 | 2016 |  |  |  | Y | [6 empty] | 180 | 10 | 0.5 | Y | [5 empty] | N |  | N
58600 | Waihonu North LLC | 58655 | Waihonu North Solar | HI | Honolulu | INV-3 | OP | Solar Photovoltaic | PV | IPP Non-CHP | 2 | 0.5 | 0.5 | 0.5 | 7 | 2016 |  |  |  | Y | [6 empty] | 180 | 10 | 0.5 | Y | [5 empty] | N |  | N
58600 | Waihonu North LLC | 58655 | Waihonu North Solar | HI | Honolulu | INV-4 | OP | Solar Photovoltaic | PV | IPP Non-CHP | 2 | 0.5 | 0.5 | 0.5 | 7 | 2016 |  |  |  | Y | [6 empty] | 180 | 10 | 0.5 | Y | [5 empty] | N |  | N
58600 | Waihonu North LLC | 58655 | Waihonu North Solar | HI | Honolulu | INV-5 | OP | Solar Photovoltaic | PV | IPP Non-CHP | 2 | 0.5 | 0.5 | 0.5 | 7 | 2016 |  |  |  | Y | [6 empty] | 180 | 10 | 0.5 | Y | [5 empty] | N |  | N
58600 | Waihonu North LLC | 58655 | Waihonu North Solar | HI | Honolulu | INV-6 | OP | Solar Photovoltaic | PV | IPP Non-CHP | 2 | 0.5 | 0.5 | 0.5 | 7 | 2016 |  |  |  | Y | [6 empty] | 180 | 10 | 0.5 | Y | [5 empty] | N |  | N
58600 | Waihonu North LLC | 58655 | Waihonu North Solar | HI | Honolulu | INV-7 | OP | Solar Photovoltaic | PV | IPP Non-CHP | 2 | 0.5 | 0.5 | 0.5 | 7 | 2016 |  |  |  | Y | [6 empty] | 180 | 10 | 0.5 | Y | [5 empty] | N |  | N
58600 | Waihonu North LLC | 58655 | Waihonu North Solar | HI | Honolulu | INV-8 | OP | Solar Photovoltaic | PV | IPP Non-CHP | 2 | 0.5 | 0.5 | 0.5 | 7 | 2016 |  |  |  | Y | [6 empty] | 180 | 10 | 0.5 | Y | [5 empty] | N |  | N
58600 | Waihonu North LLC | 58655 | Waihonu North Solar | HI | Honolulu | INV-9 | OP | Solar Photovoltaic | PV | IPP Non-CHP | 2 | 0.5 | 0.5 | 0.5 | 7 | 2016 |  |  |  | Y | [6 empty] | 180 | 10 | 0.5 | Y | [5 empty] | N |  | N
58600 | Waihonu North LLC | 58655 | Waihonu North Solar | HI | Honolulu | INV10 | OP | Solar Photovoltaic | PV | IPP Non-CHP | 2 | 0.5 | 0.5 | 0.5 | 7 | 2016 |  |  |  | Y | [6 empty] | 180 | 10 | 0.5 | Y | [5 empty] | N |  | N
58601 | Waihonu South LLC | 58656 | Waihonu South Solar | HI | Honolulu | INV-1 | OP | Solar Photovoltaic | PV | IPP Non-CHP | 2 | 0.5 | 0.5 | 0.5 | 7 | 2016 |  |  |  | Y | [6 empty] | 180 | 10 | 0.5 | Y | [5 empty] | N |  | N
58601 | Waihonu South LLC | 58656 | Waihonu South Solar | HI | Honolulu | INV-2 | OP | Solar Photovoltaic | PV | IPP Non-CHP | 2 | 0.5 | 0.5 | 0.5 | 7 | 2016 |  |  |  | Y | [6 empty] | 180 | 10 | 0.5 | Y | [5 empty] | N |  | N
58601 | Waihonu South LLC | 58656 | Waihonu South Solar | HI | Honolulu | INV-3 | OP | Solar Photovoltaic | PV | IPP Non-CHP | 2 | 0.5 | 0.5 | 0.5 | 7 | 2016 |  |  |  | Y | [6 empty] | 180 | 10 | 0.5 | Y | [5 empty] | N |  | N
60281 | Altus Power America Management, LLC | 58659 | Aloha Solar Energy Fund 1 PK1 | HI | Honolulu | PK-1 | OP | Solar Photovoltaic | PV | IPP Non-CHP | 2 | 5 | 5 | 5 | 3 | 2017 |  |  |  | Y | [6 empty] | 180 | 15 | 6.2 | Y | [5 empty] | N |  | N
61944 | MN8 Energy LLC | 58660 | Utah Red Hills Renewable Energy Park | UT | Iron | 1 | OP | Solar Photovoltaic | PV | IPP Non-CHP | 2 | 80 | 80 | 80 | 12 | 2015 |  | Y | [8 empty] | 0 | 0 | 104.8 | Y | [5 empty] | N |  | N
61980 | Valta Energy | 58662 | Mauka FIT One | HI | Honolulu | 3501 | OP | Solar Photovoltaic | PV | IPP Non-CHP | 2 | 3.5 | 3.5 | 3.5 | 10 | 2020 |  |  |  | Y | [6 empty] | 180 | 15 | 6 | Y | [5 empty] | N |  | N
58610 | Celina Solar Project #1, LLC | 58665 | Celina Solar Project #1, LLC | OH | Mercer | CSP1 | OP | Solar Photovoltaic | PV | IPP Non-CHP | 2 | 4 | 4 | 4 | 12 | 2012 |  |  |  | Y | [6 empty] | 180 | 25 | 5 | Y | [5 empty] | N |  | N
61012 | AES Distributed Energy | 58667 | Biscoe Solar LLC | NC | Montgomery | BISCO | OP | Solar Photovoltaic | PV | IPP Non-CHP | 2 | 5 | 4 | 4 | 9 | 2014 |  | Y |  | Y | [6 empty] | 180 | 20 | 6.6 | Y | [5 empty] | N |  | N
63026 | Oppidum Renewables USA, LLC | 58668 | Rockwell Solar LLC | NC | Rowan | ROCKW | OP | Solar Photovoltaic | PV | IPP Non-CHP | 2 | 3.5 | 3.5 | 3.5 | 12 | 2014 |  |  |  | Y | [6 empty] | 180 | 20 | 4.2 | Y | [5 empty] | N |  | N
61012 | AES Distributed Energy | 58669 | Selma Solar LLC | NC | Johnston | SELMA | OP | Solar Photovoltaic | PV | IPP Non-CHP | 2 | 5 | 4 | 4 | 8 | 2014 |  |  |  | Y | [6 empty] | 180 | 20 | 6.5 | Y | [5 empty] | N |  | N
61012 | AES Distributed Energy | 58670 | Turkey Branch Solar LLC | NC | Robeson | TURKY | OP | Solar Photovoltaic | PV | IPP Non-CHP | 2 | 5 | 4 | 4 | 8 | 2014 |  |  |  | Y | [6 empty] | 180 | 20 | 6.5 | Y | [5 empty] | N |  | N
63026 | Oppidum Renewables USA, LLC | 58673 | Gates Solar LLC | NC | Gates | GATES | OP | Solar Photovoltaic | PV | IPP Non-CHP | 2 | 5 | 5 | 5 | 12 | 2015 |  | Y |  | N | [6 empty] | 270 |  | 6.5 | Y | [5 empty] | N |  | N
63026 | Oppidum Renewables USA, LLC | 58674 | Cirrus Solar LLC | NC | Franklin | CIRRU | OP | Solar Photovoltaic | PV | IPP Non-CHP | 2 | 5 | 5 | 5 | 12 | 2014 |  |  |  | Y | [6 empty] | 180 | 20 | 6.5 | Y | [5 empty] | N |  | N
63026 | Oppidum Renewables USA, LLC | 58675 | Chocowinity Solar LLC | NC | Beaufort | CHOCO | OP | Solar Photovoltaic | PV | IPP Non-CHP | 2 | 5 | 5 | 5 | 12 | 2014 |  |  |  | Y | [6 empty] | 180 | 20 | 6.5 | Y | [5 empty] | N |  | N
60281 | Altus Power America Management, LLC | 58676 | Pearl City Peninsula Solar Park | HI | Honolulu | PCPPV | OP | Solar Photovoltaic | PV | IPP Non-CHP | 2 | 1 | 1 | 1 | 11 | 2012 |  |  |  | Y | [6 empty] | 180 | 15 | 1.2 | Y | [5 empty] | N |  | N
58598 | Mass Solar, LLC | 58680 | Braley Road 2 | MA | Bristol | PV1 | OP | Solar Photovoltaic | PV | IPP Non-CHP | 2 | 2.6 | 2.6 | 2.6 | 3 | 2015 |  |  |  | Y | [6 empty] | 180 | 25 | 3.5 | Y | [5 empty] | Y | 3.5 | N
58598 | Mass Solar, LLC | 58682 | Dartmouth | MA | Bristol | PV1 | OP | Solar Photovoltaic | PV | IPP Non-CHP | 2 | 6.3 | 6.3 | 6.3 | 4 | 2014 |  |  |  | Y | [6 empty] | 180 | 25 | 7.5 | Y |  |  |  |  | N | Y | 7.4 | N
60281 | Altus Power America Management, LLC | 58684 | Kapolei Solar Energy Park | HI | Honolulu | KSEPV | OP | Solar Photovoltaic | PV | IPP Non-CHP | 2 | 1 | 1 | 1 | 2 | 2012 |  |  |  | Y | [6 empty] | 180 | 15 | 1.2 | Y | [5 empty] | N |  | N
58621 | SSA Solar of NM, LLC | 58689 | Blue Sky One | NM | Taos | 1 | OP | Solar Photovoltaic | PV | IPP Non-CHP | 2 | 1.3 | 1.3 | 1.3 | 10 | 2012 |  | Y |  | N | [6 empty] | 0 | 0 | 1.5 | Y | [5 empty] | N |  | N
58622 | Costco Wholesale | 58698 | Mira Loma | CA | Riverside | D960 | OP | Solar Photovoltaic | PV | Commercial Non-CHP | 4 | 1 | 1 | 1 | 11 | 2011 |  |  |  | Y | [6 empty] | 180 | 9 | 1.1 | Y | [5 empty] | Y | 1.1 | N
58622 | Costco Wholesale | 58698 | Mira Loma | CA | Riverside | D9611 | OP | Solar Photovoltaic | PV | Commercial Non-CHP | 4 | 1.5 | 1.5 | 1.5 | 11 | 2011 |  |  |  | Y | [6 empty] | 180 | 9 | 1.7 | Y | [5 empty] | N |  | N
58622 | Costco Wholesale | 58698 | Mira Loma | CA | Riverside | D9612 | OP | Solar Photovoltaic | PV | Commercial Non-CHP | 4 | 0.5 | 0.5 | 0.5 | 11 | 2011 |  |  |  | Y | [6 empty] | 180 | 9 | 0.6 | Y | [5 empty] | N |  | N
58629 | TIG Sun Energy I LLC | 58700 | Colleton Solar Farm | SC | Colleton | CS300 | OP | Solar Photovoltaic | PV | IPP Non-CHP | 2 | 2.5 | 2.5 | 2 | 12 | 2013 |  | Y |  | Y | N | [5 empty] | 180 | 25 | 3 | Y | [5 empty] | N |  | N
57369 | Apple, Inc | 58701 | Apple Data Center - PV2 | NC | Catawba | PV2 | OP | Solar Photovoltaic | PV | Commercial Non-CHP | 4 | 20 | 19.4 | 16.5 | 10 | 2013 |  | Y | [8 empty] | 90 |  | 25 | Y | [5 empty] | N |  | N
60281 | Altus Power America Management, LLC | 58702 | Axio Green LLC | MA | Franklin | 1 | OP | Solar Photovoltaic | PV | IPP Non-CHP | 2 | 2 | 2 | 2 | 6 | 2012 |  | N |  | Y | [6 empty] | 180 | 20 | 2 | Y | [5 empty] | N |  | N
58638 | Lenape Solar II, LLC | 58703 | Lenape II | IN | Marion | 1 | OP | Solar Photovoltaic | PV | IPP Non-CHP | 2 | 4 | 4 | 4 | 11 | 2015 |  |  |  | Y | [6 empty] | 180 | 10 | 5 | Y | [5 empty] | N |  | N
58649 | Solar Star Arizona II LLC | 58708 | Phoenix Airport East Economy Lot | AZ | Maricopa | PAEEL | OP | Solar Photovoltaic | PV | Commercial Non-CHP | 4 | 1.1 | 1 | 1 | 12 | 2012 |  |  |  | Y | [6 empty] | 0 | 0 | 5.4 | Y | [5 empty] | N |  | N
58649 | Solar Star Arizona II LLC | 58709 | Phoenix Airport Rental Car Center | AZ | Maricopa | PARCC | OP | Solar Photovoltaic | PV | Commercial Non-CHP | 4 | 1.6 | 1.4 | 1.4 | 12 | 2012 |  |  |  | Y | N |  |  |  |  | Y | 90 | 5 | 5.4 | Y | [5 empty] | N |  | N
50123 | Leeward Asset Management, LLC | 58710 | Barilla Solar | TX | Pecos | BRLA | OP | Solar Photovoltaic | PV | IPP Non-CHP | 2 | 30.2 | 30.2 | 30.2 | 6 | 2015 |  |  |  | Y | [6 empty] | 180 | 20 | 37.6 |  | Y |  |  |  |  | N |  | N
17650 | Southern Power Co | 58711 | Lost Hills/Blackwell | CA | Kern | BLKW | OP | Solar Photovoltaic | PV | IPP Non-CHP | 2 | 12 | 12 | 12 | 4 | 2015 |  | Y | [8 empty] | 90 |  | 16.2 |  | Y |  |  |  |  | N |  | N
17650 | Southern Power Co | 58711 | Lost Hills/Blackwell | CA | Kern | LTHL | OP | Solar Photovoltaic | PV | IPP Non-CHP | 2 | 20 | 20 | 20 | 4 | 2015 |  | Y | [8 empty] | 90 |  | 27.3 |  | Y |  |  |  |  | N |  | N
17650 | Southern Power Co | 58713 | North Star Solar | CA | Fresno | NSTR | OP | Solar Photovoltaic | PV | IPP Non-CHP | 2 | 61.6 | 60 | 60 | 6 | 2015 |  | Y | [8 empty] | 90 |  | 73 |  | Y |  |  |  |  | N |  | N
58489 | OCI Solar Power | 58716 | OCI Alamo 2, LLC | TX | Bexar | 1 | OP | Solar Photovoltaic | PV | IPP Non-CHP | 2 | 4.4 | 4.4 | 4.4 | 3 | 2014 |  |  | Y | [9 empty] | 6.1 | Y | [5 empty] | N |  | N
56769 | Consolidated Edison Development Inc. | 58717 | OCI Alamo 4, LLC | TX | Kinney | 1 | OP | Solar Photovoltaic | PV | IPP Non-CHP | 2 | 39.6 | 39.6 | 39.6 | 8 | 2014 |  |  | Y | [9 empty] | 49 | Y | [5 empty] | N |  | N
58654 | Orion Solar I LLC | 58718 | Orion Solar I | CA | Kern | PV1 | OP | Solar Photovoltaic | PV | IPP Non-CHP | 2 | 12 | 12 | 12 | 4 | 2014 |  | Y | [8 empty] | 90 |  | 15.7 | Y | [5 empty] | N |  | N
58655 | Orion Solar II, LLC | 58721 | Orion Solar II | CA | Kern | ORION | OP | Solar Photovoltaic | PV | IPP Non-CHP | 2 | 8 | 8 | 8 | 6 | 2014 |  | Y | [8 empty] | 90 |  | 10.5 | Y | [5 empty] | N |  | N
61060 | Cypress Creek Renewables | 58722 | Charlotte Solar | NC | Rutherford | PV1 | OP | Solar Photovoltaic | PV | IPP Non-CHP | 2 | 5 | 5 | 5 | 11 | 2015 |  |  |  | Y | [6 empty] | 180 | 20 | 6.6 | Y | [5 empty] | N |  | N
61060 | Cypress Creek Renewables | 58725 | Elliana Solar | NC | Alamance | PV1 | OP | Solar Photovoltaic | PV | IPP Non-CHP | 2 | 5 | 5 | 5 | 10 | 2015 |  |  |  | Y | [6 empty] | 180 | 20 | 7 | Y | [5 empty] | N |  | N
61060 | Cypress Creek Renewables | 58726 | Flash Solar | NC | Catawba | PV1 | OP | Solar Photovoltaic | PV | IPP Non-CHP | 2 | 5 | 5 | 5 | 11 | 2015 |  |  |  | Y | [6 empty] | 180 | 20 | 6.4 | Y | [5 empty] | N |  | N
59912 | Amethyst Solar LLC | 58730 | Amethyst Solar | NC | Rutherford | PV1 | OP | Solar Photovoltaic | PV | IPP Non-CHP | 2 | 3 | 3 | 3 | 4 | 2016 |  |  |  | Y | [6 empty] | 180 | 25 | 4.3 | Y | [5 empty] | N |  | N
61060 | Cypress Creek Renewables | 58731 | Angel Solar | NC | Catawba | PV1 | OP | Solar Photovoltaic | PV | IPP Non-CHP | 2 | 5 | 5 | 5 | 12 | 2015 |  |  |  | Y | [6 empty] | 180 | 20 | 6.4 | Y | [5 empty] | N |  | N
59910 | Audrey Solar LLC | 58732 | Audrey Solar | NC | Cleveland | PV1 | OP | Solar Photovoltaic | PV | IPP Non-CHP | 2 | 3 | 3 | 3 | 4 | 2016 |  |  |  | Y | [6 empty] | 180 | 25 | 3.7 | Y | [5 empty] | N |  | N
61060 | Cypress Creek Renewables | 58735 | Buddy Solar | NC | Rowan | PV1 | OP | Solar Photovoltaic | PV | IPP Non-CHP | 2 | 4 | 4 | 4 | 11 | 2015 |  |  |  | Y | [6 empty] | 180 | 20 | 4.7 | Y | [5 empty] | N |  | N
59911 | Milo Solar LLC | 58739 | Milo Solar | NC | Alamance | PV1 | OP | Solar Photovoltaic | PV | IPP Non-CHP | 2 | 3 | 3 | 3 | 4 | 2016 |  |  |  | Y | [6 empty] | 180 | 25 | 4.3 | Y | [5 empty] | N |  | N
59913 | Minnie Solar LLC | 58740 | Minnie Solar | NC | Alamance | PV1 | OP | Solar Photovoltaic | PV | IPP Non-CHP | 2 | 3 | 3 | 3 | 4 | 2016 |  |  |  | Y | [6 empty] | 180 | 25 | 4.1 | Y | [5 empty] | N |  | N
61012 | AES Distributed Energy | 58741 | Nick Solar | NC | Guilford | NICK | OP | Solar Photovoltaic | PV | IPP Non-CHP | 2 | 5 | 4 | 4 | 7 | 2014 |  |  |  | Y | [6 empty] | 180 | 20 | 6.5 | Y | [5 empty] | N |  | N
59916 | Owen Solar LLC | 58742 | Owen Solar | NC | Catawba | PV1 | OP | Solar Photovoltaic | PV | IPP Non-CHP | 2 | 5 | 5 | 5 | 4 | 2016 |  |  |  | Y | [6 empty] | 180 | 25 | 7 | Y | [5 empty] | N |  | N
59914 | Sophie Solar LLC | 58745 | Sophie Solar | NC | Cleveland | PV1 | OP | Solar Photovoltaic | PV | IPP Non-CHP | 2 | 4.5 | 4.5 | 4.5 | 4 | 2016 |  |  |  | Y | [6 empty] | 180 | 25 | 5.9 | Y | [5 empty] | N |  | N
59915 | Star Solar LLC | 58746 | Star Solar | NC | Durham | PV1 | OP | Solar Photovoltaic | PV | IPP Non-CHP | 2 | 5 | 5 | 5 | 4 | 2016 |  |  |  | Y | [6 empty] | 180 | 25 | 7 | Y | [5 empty] | N |  | N
61012 | AES Distributed Energy | 58748 | North Bay Solar 1 | CA | Solano | NBWT | OP | Solar Photovoltaic | PV | Commercial Non-CHP | 4 | 1 | 1 | 1 | 8 | 2013 |  | Y | [8 empty] | 90 |  | 1.1 | Y | [5 empty] | Y | 1.1 | N
57365 | Consolidated Edison Solutions Inc. | 58749 | Tihonet Solar | MA | Plymouth | TSMA | OP | Solar Photovoltaic | PV | IPP Non-CHP | 2 | 1 | 1 | 1 | 5 | 2014 |  |  |  | Y | [6 empty] | 180 | 30 | 1.4 | Y | [5 empty] | N |  | Y | 1.4
61012 | AES Distributed Energy | 58750 | Lancaster Dry Farm Ranch B | CA | Los Angeles | LDFRB | OP | Solar Photovoltaic | PV | IPP Non-CHP | 2 | 5 | 5 | 5 | 11 | 2014 |  | Y |  | N | [6 empty] | 90 |  | 6 | Y | [5 empty] | N |  | N
61012 | AES Distributed Energy | 58751 | Rodeo Solar C2 | CA | Los Angeles | RSC2 | OP | Solar Photovoltaic | PV | IPP Non-CHP | 2 | 1.5 | 1.5 | 1.5 | 5 | 2014 |  |  |  | Y | [6 empty] | 193 | 25 | 2.1 | Y | [5 empty] | N |  | N
61012 | AES Distributed Energy | 58752 | Rodeo Solar D2 | CA | Los Angeles | RSD2 | OP | Solar Photovoltaic | PV | IPP Non-CHP | 2 | 1.5 | 1.5 | 1.5 | 5 | 2014 |  |  |  | Y | [6 empty] | 193 | 25 | 2.1 | Y | [5 empty] | N |  | N
61012 | AES Distributed Energy | 58753 | Summer Solar A2 | CA | Los Angeles | SSA2 | OP | Solar Photovoltaic | PV | IPP Non-CHP | 2 | 1.5 | 1.5 | 1.5 | 6 | 2014 |  |  |  | Y | [6 empty] | 193 | 25 | 2.1 | Y | [5 empty] | N |  | N
61012 | AES Distributed Energy | 58754 | Summer Solar B2 | CA | Los Angeles | SSB2 | OP | Solar Photovoltaic | PV | IPP Non-CHP | 2 | 1.5 | 1.5 | 1.5 | 6 | 2014 |  |  |  | Y | [6 empty] | 193 | 25 | 2.1 | Y | [5 empty] | N |  | N
61012 | AES Distributed Energy | 58755 | Summer Solar C2 | CA | Los Angeles | SSC2 | OP | Solar Photovoltaic | PV | IPP Non-CHP | 2 | 1.5 | 1.5 | 1.5 | 6 | 2014 |  |  |  | Y | [6 empty] | 193 | 25 | 2.1 | Y | [5 empty] | N |  | N
61012 | AES Distributed Energy | 58756 | Summer Solar D2 | CA | Los Angeles | SSD2 | OP | Solar Photovoltaic | PV | IPP Non-CHP | 2 | 1 | 1 | 1 | 7 | 2014 |  |  |  | Y | [6 empty] | 193 | 25 | 1.2 | Y | [5 empty] | N |  | N
61012 | AES Distributed Energy | 58757 | Summer North Solar | CA | Los Angeles | UE2 | OP | Solar Photovoltaic | PV | IPP Non-CHP | 2 | 1.5 | 1.5 | 1.5 | 12 | 2014 |  |  |  | Y |  |  |  | N |  |  | 193 | 25 | 2.1 | Y | [5 empty] | N |  | N
61012 | AES Distributed Energy | 58757 | Summer North Solar | CA | Los Angeles | UF2 | OP | Solar Photovoltaic | PV | IPP Non-CHP | 2 | 2 | 2 | 2 | 12 | 2014 |  |  |  | Y | [6 empty] | 193 | 25 | 2.8 | Y | [5 empty] | N |  | N
61012 | AES Distributed Energy | 58757 | Summer North Solar | CA | Los Angeles | UG2 | OP | Solar Photovoltaic | PV | IPP Non-CHP | 2 | 1.5 | 1.5 | 1.5 | 12 | 2014 |  |  |  | Y | [6 empty] | 193 | 25 | 2.1 | Y | [5 empty] | N |  | N
61012 | AES Distributed Energy | 58757 | Summer North Solar | CA | Los Angeles | UH2 | OP | Solar Photovoltaic | PV | IPP Non-CHP | 2 | 1.5 | 1.5 | 1.5 | 12 | 2014 |  |  |  | Y | [6 empty] | 193 | 25 | 2.1 | Y | [5 empty] | N |  | N
61012 | AES Distributed Energy | 58761 | Expressway Solar A | CA | San Bernardino | EXSA | OP | Solar Photovoltaic | PV | IPP Non-CHP | 2 | 2 | 2 | 2 | 5 | 2014 |  |  |  | Y | [6 empty] | 193 | 25 | 2.7 | Y | [5 empty] | N |  | N
61012 | AES Distributed Energy | 58762 | Expressway Solar B | CA | San Bernardino | EXSB | OP | Solar Photovoltaic | PV | IPP Non-CHP | 2 | 2 | 2 | 2 | 5 | 2014 |  |  |  | Y | [6 empty] | 193 | 25 | 2.4 | Y | [5 empty] | N |  | N
61012 | AES Distributed Energy | 58763 | Expressway Solar C2 | CA | San Bernardino | EXSC2 | OP | Solar Photovoltaic | PV | IPP Non-CHP | 2 | 1.5 | 1.5 | 1.5 | 11 | 2014 |  |  |  | Y | [6 empty] | 193 | 25 | 2.1 | Y | [5 empty] | N |  | N
58596 | Hanwha Q CELLS USA | 58770 | Maywood Photovoltaic Project | IN | Marion | 1 | OP | Solar Photovoltaic | PV | IPP Non-CHP | 2 | 8 | 8 | 8 | 3 | 2014 |  |  |  | Y | [6 empty] | 180 | 20 | 10.5 | Y | [5 empty] | N |  | N
61060 | Cypress Creek Renewables | 58782 | Sonne One | NC | Wayne | PV1 | OP | Solar Photovoltaic | PV | IPP Non-CHP | 2 | 5 | 5 | 5 | 1 | 2016 |  |  |  | Y | [6 empty] | 180 | 20 | 7 | Y | [5 empty] | N |  | N
58677 | CD US Solar MT1 LLC | 58785 | Brentwood Solar | NY | Suffolk | BRT1 | OP | Solar Photovoltaic | PV | IPP Non-CHP | 2 | 1 | 1 | 1 | 11 | 2011 |  |  |  | Y | [6 empty] | 164 | 6 | 1 | Y | [5 empty] | N |  | N
58677 | CD US Solar MT1 LLC | 58786 | Deer Park | NY | Suffolk | DRP1 | OP | Solar Photovoltaic | PV | IPP Non-CHP | 2 | 2.5 | 2.5 | 2.5 | 12 | 2012 |  |  |  | Y | [6 empty] | 252 | 6 | 3 | Y | [5 empty] | N |  | N
58677 | CD US Solar MT1 LLC | 58787 | Dennison | NY | Suffolk | DNN1 | OP | Solar Photovoltaic | PV | IPP Non-CHP | 2 | 2 | 2 | 2 | 4 | 2011 |  |  |  | Y | [6 empty] | 90 | 6 | 2.2 | Y | [5 empty] | N |  | N
58677 | CD US Solar MT1 LLC | 58788 | North County | NY | Suffolk | NRT1 | OP | Solar Photovoltaic | PV | IPP Non-CHP | 2 | 1 | 1 | 1 | 4 | 2011 |  |  |  | Y | [6 empty] | 100 | 10 | 1 | Y | [5 empty] | N |  | N
58677 | CD US Solar MT1 LLC | 58789 | Riverhead | NY | Suffolk | RVH1 | OP | Solar Photovoltaic | PV | IPP Non-CHP | 2 | 1.5 | 1.5 | 1.5 | 4 | 2011 |  |  |  | Y | [6 empty] | 127 | 10 | 1.6 | Y | [5 empty] | N |  | N
58677 | CD US Solar MT1 LLC | 58790 | Cohalan | NY | Suffolk | CLN1 | OP | Solar Photovoltaic | PV | IPP Non-CHP | 2 | 2.5 | 2.5 | 2.5 | 9 | 2012 |  |  |  | Y | [6 empty] | 164 | 6 | 2.8 | Y | [5 empty] | N |  | N
58677 | CD US Solar MT1 LLC | 58790 | Cohalan | NY | Suffolk | CLN2 | OP | Solar Photovoltaic | PV | IPP Non-CHP | 2 | 1.5 | 1.5 | 1.5 | 12 | 2012 |  |  |  | Y | [6 empty] | 262 | 6 | 1.6 | Y | [5 empty] | N |  | N
61060 | Cypress Creek Renewables | 58791 | Kirkwall Holdings | NC | Duplin | PV1 | OP | Solar Photovoltaic | PV | IPP Non-CHP | 2 | 5 | 5 | 5 | 1 | 2016 |  |  |  | Y | [6 empty] | 180 | 20 | 7 | Y | [5 empty] | N |  | N
60865 | CD Global Solar Holdings, LLC | 58792 | Ayrshire | NC | Cleveland | PV1 | OP | Solar Photovoltaic | PV | IPP Non-CHP | 2 | 19.4 | 19.4 | 19.4 | 9 | 2017 |  |  |  | Y | [6 empty] | 180 | 20 | 27 | Y | [5 empty] | N |  | N
60281 | Altus Power America Management, LLC | 58793 | JMB Mcguire-Dix-Lakehurst Solar Project | NJ | Burlington | UCIV | OP | Solar Photovoltaic | PV | IPP Non-CHP | 2 | 11.4 | 11.4 | 11.4 | 10 | 2013 |  |  |  | Y | [6 empty] | 200 | 27 | 12.3 | Y | [5 empty] | Y | 12.3 | N
58681 | MSM Solar LLC | 58794 | Storrie Lake Solar Project | NM | San Miguel | MSMPV | OP | Solar Photovoltaic | PV | IPP Non-CHP | 2 | 1.5 | 1.5 | 1.5 | 5 | 2014 |  |  |  | Y | [6 empty] | 180 | 25 | 1.9 | Y | [5 empty] | N |  | N
61012 | AES Distributed Energy | 58795 | Hobart Solar, LLC | IN | Lake | HS | OP | Solar Photovoltaic | PV | IPP Non-CHP | 2 | 1 | 1 | 1 | 11 | 2012 |  |  |  | Y | [6 empty] | 180 | 30 | 1.3 | Y | [5 empty] | N |  | N
61012 | AES Distributed Energy | 58796 | Waterloo Solar, LLC | IN | DeKalb | WS | OP | Solar Photovoltaic | PV | IPP Non-CHP | 2 | 1 | 1 | 1 | 1 | 2012 |  |  |  | Y | [6 empty] | 180 | 30 | 1.3 | Y | [5 empty] | N |  | N
61012 | AES Distributed Energy | 58797 | Valparaiso Solar, LLC | IN | Porter | VS | OP | Solar Photovoltaic | PV | IPP Non-CHP | 2 | 1 | 1 | 1 | 12 | 2012 |  |  |  | Y | [6 empty] | 180 | 39 | 1.3 | Y | [5 empty] | N |  | N
61012 | AES Distributed Energy | 58798 | AC Criminal Courts Complex SPE2, LLC | NJ | Atlantic | ACCCC | OP | Solar Photovoltaic | PV | Commercial Non-CHP | 4 | 1.3 | 1.3 | 1.3 | 12 | 2012 |  | Y |  | N | [6 empty] | 90 |  | 1.5 | Y | [5 empty] | Y | 1.5 | N
64035 | Pamlico Partners Solar, LLC | 58799 | Pamlico Partners Solar | NC | Beaufort | 1 | OP | Solar Photovoltaic | PV | IPP Non-CHP | 2 | 5 | 5 | 5 | 12 | 2013 |  | N |  | Y | [6 empty] | 180 | 25 | 7 | Y |  |  |  |  | N | N |  | N
58694 | Leyline Renewable Energy, LLC | 58801 | Arba Solar, LLC | NC | Greene | INV1 | OP | Solar Photovoltaic | PV | IPP Non-CHP | 2 | 0.5 | 0.5 | 0.5 | 6 | 2014 |  |  |  | Y | [6 empty] | 180 | 25 | 0.6 | Y | [5 empty] | N |  | N
58694 | Leyline Renewable Energy, LLC | 58801 | Arba Solar, LLC | NC | Greene | INV2 | OP | Solar Photovoltaic | PV | IPP Non-CHP | 2 | 0.5 | 0.5 | 0.5 | 6 | 2014 |  |  |  | Y | [6 empty] | 180 | 25 | 0.6 | Y | [5 empty] | N |  | N
58694 | Leyline Renewable Energy, LLC | 58801 | Arba Solar, LLC | NC | Greene | INV3 | OP | Solar Photovoltaic | PV | IPP Non-CHP | 2 | 0.5 | 0.5 | 0.5 | 6 | 2014 |  |  |  | Y | [6 empty] | 180 | 25 | 0.6 | Y | [5 empty] | N |  | N
58694 | Leyline Renewable Energy, LLC | 58801 | Arba Solar, LLC | NC | Greene | INV4 | OP | Solar Photovoltaic | PV | IPP Non-CHP | 2 | 0.5 | 0.5 | 0.5 | 6 | 2014 |  |  |  | Y | [6 empty] | 180 | 25 | 0.6 | Y | [5 empty] | N |  | N
58694 | Leyline Renewable Energy, LLC | 58802 | Franklin Solar, LLC | NC | Franklin | INV1 | OP | Solar Photovoltaic | PV | IPP Non-CHP | 2 | 0.5 | 0.5 | 0.5 | 3 | 2013 |  |  |  | Y | [6 empty] | 180 | 25 | 0.6 | Y | [5 empty] | N |  | N
58694 | Leyline Renewable Energy, LLC | 58802 | Franklin Solar, LLC | NC | Franklin | INV2 | OP | Solar Photovoltaic | PV | IPP Non-CHP | 2 | 0.5 | 0.5 | 0.5 | 3 | 2013 |  |  |  | Y | [6 empty] | 180 | 25 | 0.6 | Y | [5 empty] | N |  | N
58694 | Leyline Renewable Energy, LLC | 58802 | Franklin Solar, LLC | NC | Franklin | INV3 | OP | Solar Photovoltaic | PV | IPP Non-CHP | 2 | 0.5 | 0.5 | 0.5 | 3 | 2013 |  |  |  | Y | [6 empty] | 180 | 25 | 0.6 | Y | [5 empty] | N |  | N
58694 | Leyline Renewable Energy, LLC | 58802 | Franklin Solar, LLC | NC | Franklin | INV4 | OP | Solar Photovoltaic | PV | IPP Non-CHP | 2 | 0.5 | 0.5 | 0.5 | 3 | 2013 |  |  |  | Y | [6 empty] | 180 | 25 | 0.7 | Y | [5 empty] | N |  | N
61060 | Cypress Creek Renewables | 58803 | Kenansville Solar 2, LLC | NC | Duplin | INV1 | OP | Solar Photovoltaic | PV | IPP Non-CHP | 2 | 2 | 2 | 2 | 3 | 2016 |  |  |  | Y | [6 empty] | 180 | 20 | 2.6 | Y | [5 empty] | N |  | N
61119 | SRE Utility Solar 1, LLC | 58805 | Samarcand Solar Farm, LLC | NC | Moore | INV1 | OP | Solar Photovoltaic | PV | IPP Non-CHP | 2 | 0.5 | 0.5 | 0.5 | 12 | 2014 |  |  |  | Y | [6 empty] | 180 | 20 | 0.6 | Y | [5 empty] | N |  | N
61119 | SRE Utility Solar 1, LLC | 58805 | Samarcand Solar Farm, LLC | NC | Moore | INV10 | OP | Solar Photovoltaic | PV | IPP Non-CHP | 2 | 0.5 | 0.5 | 0.5 | 12 | 2014 |  |  |  | Y | [6 empty] | 180 | 20 | 0.6 | Y | [5 empty] | N |  | N
61119 | SRE Utility Solar 1, LLC | 58805 | Samarcand Solar Farm, LLC | NC | Moore | INV2 | OP | Solar Photovoltaic | PV | IPP Non-CHP | 2 | 0.5 | 0.5 | 0.5 | 12 | 2014 |  |  |  | Y | [6 empty] | 180 | 20 | 0.6 | Y | [5 empty] | N |  | N
61119 | SRE Utility Solar 1, LLC | 58805 | Samarcand Solar Farm, LLC | NC | Moore | INV3 | OP | Solar Photovoltaic | PV | IPP Non-CHP | 2 | 0.5 | 0.5 | 0.5 | 12 | 2014 |  |  |  | Y | [6 empty] | 180 | 20 | 0.6 | Y | [5 empty] | N |  | N
61119 | SRE Utility Solar 1, LLC | 58805 | Samarcand Solar Farm, LLC | NC | Moore | INV4 | OP | Solar Photovoltaic | PV | IPP Non-CHP | 2 | 0.5 | 0.5 | 0.5 | 12 | 2014 |  |  |  | Y | [6 empty] | 180 | 20 | 0.6 | Y | [5 empty] | N |  | N
61119 | SRE Utility Solar 1, LLC | 58805 | Samarcand Solar Farm, LLC | NC | Moore | INV5 | OP | Solar Photovoltaic | PV | IPP Non-CHP | 2 | 0.5 | 0.5 | 0.5 | 12 | 2014 |  |  |  | Y | [6 empty] | 180 | 20 | 0.6 | Y | [5 empty] | N |  | N
61119 | SRE Utility Solar 1, LLC | 58805 | Samarcand Solar Farm, LLC | NC | Moore | INV6 | OP | Solar Photovoltaic | PV | IPP Non-CHP | 2 | 0.5 | 0.5 | 0.5 | 12 | 2014 |  |  |  | Y | [6 empty] | 180 | 20 | 0.6 | Y | [5 empty] | N |  | N
61119 | SRE Utility Solar 1, LLC | 58805 | Samarcand Solar Farm, LLC | NC | Moore | INV7 | OP | Solar Photovoltaic | PV | IPP Non-CHP | 2 | 0.5 | 0.5 | 0.5 | 12 | 2014 |  |  |  | Y | [6 empty] | 180 | 20 | 0.6 | Y | [5 empty] | N |  | N
61119 | SRE Utility Solar 1, LLC | 58805 | Samarcand Solar Farm, LLC | NC | Moore | INV8 | OP | Solar Photovoltaic | PV | IPP Non-CHP | 2 | 0.5 | 0.5 | 0.5 | 12 | 2014 |  |  |  | Y | [6 empty] | 180 | 20 | 0.6 | Y | [5 empty] | N |  | N
61119 | SRE Utility Solar 1, LLC | 58805 | Samarcand Solar Farm, LLC | NC | Moore | INV9 | OP | Solar Photovoltaic | PV | IPP Non-CHP | 2 | 0.5 | 0.5 | 0.5 | 12 | 2014 |  |  |  | Y | [6 empty] | 180 | 20 | 0.6 | Y | [5 empty] | N |  | N
61119 | SRE Utility Solar 1, LLC | 58806 | Albemarle Solar Center LLC | NC | Lenoir | ASC1 | OP | Solar Photovoltaic | PV | IPP Non-CHP | 2 | 5 | 5 | 5 | 12 | 2014 |  |  |  | Y | [6 empty] | 180 | 25 | 6.6 | Y | [5 empty] | N |  | N
61060 | Cypress Creek Renewables | 58807 | Boseman Solar Center LLC | NC | Nash | BSC1 | OP | Solar Photovoltaic | PV | IPP Non-CHP | 2 | 5 | 5 | 5 | 12 | 2014 |  |  |  | Y | [6 empty] | 180 | 20 | 6.4 | Y | [5 empty] | N |  | N
61060 | Cypress Creek Renewables | 58808 | Flemming Solar Center LLC | NC | Pitt | FSC1 | OP | Solar Photovoltaic | PV | IPP Non-CHP | 2 | 5 | 5 | 5 | 12 | 2014 |  |  |  | Y | [6 empty] | 180 | 20 | 6.4 | Y | [5 empty] | N |  | N
61119 | SRE Utility Solar 1, LLC | 58809 | Littlefield Solar Center LLC | NC | Pitt | LSC1 | OP | Solar Photovoltaic | PV | IPP Non-CHP | 2 | 5 | 5 | 5 | 12 | 2015 |  |  |  | Y | [6 empty] | 180 | 25 | 6.4 | Y | [5 empty] | N |  | N
61060 | Cypress Creek Renewables | 58810 | Rams Horn Solar Center LLC | NC | Pitt | RHSC1 | OP | Solar Photovoltaic | PV | IPP Non-CHP | 2 | 5 | 5 | 5 | 12 | 2014 |  |  |  | Y | [6 empty] | 180 | 20 | 6.4 | Y | [5 empty] | N |  | N
61060 | Cypress Creek Renewables | 58812 | Upchurch Solar Center LLC | NC | Wilson | USC1 | OP | Solar Photovoltaic | PV | IPP Non-CHP | 2 | 5 | 5 | 5 | 12 | 2014 |  |  |  | Y | [6 empty] | 180 | 20 | 6.4 | Y | [5 empty] | N |  | N
58696 | Ignite Solar Holdings LLC | 58814 | Shasta Solar Farm | CA | Shasta | GENA | OP | Solar Photovoltaic | PV | IPP Non-CHP | 2 | 1.5 | 1.5 | 1.5 | 3 | 2014 |  | Y | [8 empty] | 90 |  | 2.2 | Y | [5 empty] | N |  | N
58696 | Ignite Solar Holdings LLC | 58814 | Shasta Solar Farm | CA | Shasta | GENB | OP | Solar Photovoltaic | PV | IPP Non-CHP | 2 | 1.5 | 1.5 | 1.5 | 3 | 2014 |  | Y | [8 empty] | 90 |  | 2.2 | Y | [5 empty] | N |  | N
61944 | MN8 Energy LLC | 58822 | Millville City Sewer Auth WTP | NJ | Cumberland | U1BB | OP | Solar Photovoltaic | PV | Commercial Non-CHP | 4 | 0.8 | 0.8 | 0.8 | 3 | 2013 |  |  |  | Y | [6 empty] | 180 | 20 | 1 | Y | [5 empty] | N |  | N
61944 | MN8 Energy LLC | 58822 | Millville City Sewer Auth WTP | NJ | Cumberland | U2DB | OP | Solar Photovoltaic | PV | Commercial Non-CHP | 4 | 0.4 | 0.5 | 0.5 | 3 | 2013 |  |  |  | Y | [6 empty] | 180 | 20 | 0.5 | Y | [5 empty] | N |  | N
64423 | Excelsior Energy Capital | 58824 | Sheldon Solar | VT | Franklin | I402 | OP | Solar Photovoltaic | PV | IPP Non-CHP | 2 | 2.3 | 2.3 | 2.3 | 9 | 2013 |  |  |  | Y | [6 empty] | 180 | 30 | 2.4 | Y | [5 empty] | N |  | N
61060 | Cypress Creek Renewables | 58828 | Apple One | NC | Catawba | PV1 | OP | Solar Photovoltaic | PV | IPP Non-CHP | 2 | 5 | 5 | 5 | 10 | 2015 |  |  |  | Y | [6 empty] | 180 | 20 | 6.4 | Y | [5 empty] | N |  | N
59462 | Heelstone Energy Holdings, LLC | 58829 | Sonne Two | NC | Catawba | PV1 | OP | Solar Photovoltaic | PV | IPP Non-CHP | 2 | 5 | 5 | 5 | 12 | 2016 |  |  |  | Y | [6 empty] | 180 | 20 | 6.9 | Y | [5 empty] | N |  | N
61012 | AES Distributed Energy | 58831 | Redcrest Solar Farm | CA | Kern | PV-1 | OP | Solar Photovoltaic | PV | IPP Non-CHP | 2 | 16.6 | 16 | 16 | 10 | 2015 |  | Y | [8 empty] | 90 |  | 20.9 |  | Y |  |  |  |  | N |  | N
63249 | Terraform Arcadia | 58832 | Cogenra - TEP | AZ | Pima | CTEP | OP | Solar Photovoltaic | PV | IPP Non-CHP | 2 | 1 | 1 | 0.7 | 7 | 2014 | N | Y |  |  |  | N |  |  |  |  | 180 | 0 | 1 | Y | [5 empty] | Y | 1 | N
59146 | Red Horse 2 | 58833 | Red Horse 2 | AZ | Cochise | RH2S | OP | Solar Photovoltaic | PV | IPP Non-CHP | 2 | 51 | 51 | 51 | 8 | 2015 |  | Y | [8 empty] | 90 |  | 75.9 | Y | [5 empty] | N |  | N
59286 | Heliovaas LLC | 58839 | Sudbury Landfill | MA | Middlesex | INV1 | OP | Solar Photovoltaic | PV | IPP Non-CHP | 2 | 0.5 | 0.5 | 0.5 | 12 | 2013 |  |  |  | Y | [6 empty] | 180 | 25 | 0.6 | Y | [5 empty] | N |  | Y | 0.5
59286 | Heliovaas LLC | 58839 | Sudbury Landfill | MA | Middlesex | INV2 | OP | Solar Photovoltaic | PV | IPP Non-CHP | 2 | 0.3 | 0.3 | 0.3 | 12 | 2013 |  |  |  | Y | [6 empty] | 180 | 25 | 0.4 | Y | [5 empty] | N |  | Y | 0.4
59286 | Heliovaas LLC | 58839 | Sudbury Landfill | MA | Middlesex | INV3 | OP | Solar Photovoltaic | PV | IPP Non-CHP | 2 | 0.5 | 0.5 | 0.5 | 12 | 2013 |  |  |  | Y | [6 empty] | 180 | 25 | 0.6 | Y | [5 empty] | N |  | Y | 0.5
61119 | SRE Utility Solar 1, LLC | 58840 | Kenansville Solar Farm, LLC | NC | Duplin | INV1 | OP | Solar Photovoltaic | PV | IPP Non-CHP | 2 | 0.5 | 0.5 | 0.5 | 12 | 2014 |  |  |  | Y | [6 empty] | 180 | 20 | 0.6 | Y | [5 empty] | N |  | N
61119 | SRE Utility Solar 1, LLC | 58840 | Kenansville Solar Farm, LLC | NC | Duplin | INV2 | OP | Solar Photovoltaic | PV | IPP Non-CHP | 2 | 0.5 | 0.5 | 0.5 | 12 | 2014 |  |  |  | Y | [6 empty] | 180 | 20 | 0.6 | Y | [5 empty] | N |  | N
61119 | SRE Utility Solar 1, LLC | 58840 | Kenansville Solar Farm, LLC | NC | Duplin | INV3 | OP | Solar Photovoltaic | PV | IPP Non-CHP | 2 | 0.5 | 0.5 | 0.5 | 12 | 2014 |  |  |  | Y | [6 empty] | 180 | 20 | 0.6 | Y | [5 empty] | N |  | N
61119 | SRE Utility Solar 1, LLC | 58840 | Kenansville Solar Farm, LLC | NC | Duplin | INV4 | OP | Solar Photovoltaic | PV | IPP Non-CHP | 2 | 0.5 | 0.5 | 0.5 | 12 | 2014 |  |  |  | Y | [6 empty] | 180 | 20 | 0.6 | Y | [5 empty] | N |  | N
61119 | SRE Utility Solar 1, LLC | 58840 | Kenansville Solar Farm, LLC | NC | Duplin | INV5 | OP | Solar Photovoltaic | PV | IPP Non-CHP | 2 | 0.5 | 0.5 | 0.5 | 12 | 2014 |  |  |  | Y | [6 empty] | 180 | 20 | 0.6 | Y | [5 empty] | N |  | N
61119 | SRE Utility Solar 1, LLC | 58840 | Kenansville Solar Farm, LLC | NC | Duplin | INV6 | OP | Solar Photovoltaic | PV | IPP Non-CHP | 2 | 0.5 | 0.5 | 0.5 | 12 | 2014 |  |  |  | Y | [6 empty] | 180 | 20 | 0.6 | Y | [5 empty] | N |  | N
61119 | SRE Utility Solar 1, LLC | 58840 | Kenansville Solar Farm, LLC | NC | Duplin | INV7 | OP | Solar Photovoltaic | PV | IPP Non-CHP | 2 | 0.5 | 0.5 | 0.5 | 12 | 2014 |  |  |  | Y | [6 empty] | 180 | 20 | 0.6 | Y | [5 empty] | N |  | N
61119 | SRE Utility Solar 1, LLC | 58840 | Kenansville Solar Farm, LLC | NC | Duplin | INV8 | OP | Solar Photovoltaic | PV | IPP Non-CHP | 2 | 0.5 | 0.5 | 0.5 | 12 | 2014 |  |  |  | Y | [6 empty] | 180 | 20 | 0.6 | Y | [5 empty] | N |  | N
61119 | SRE Utility Solar 1, LLC | 58840 | Kenansville Solar Farm, LLC | NC | Duplin | INV9 | OP | Solar Photovoltaic | PV | IPP Non-CHP | 2 | 0.5 | 0.5 | 0.5 | 12 | 2014 |  |  |  | Y | [6 empty] | 180 | 20 | 0.6 | Y | [5 empty] | N |  | N
65411 | Duke Energy Renewables Services | 58842 | Gato Montes Solar, LLC | AZ | Pima | 1 | OP | Solar Photovoltaic | PV | IPP Non-CHP | 2 | 5 | 5 | 5 | 12 | 2012 |  |  |  | Y | [6 empty] | 180 | 20 | 6.1 |  | Y |  |  | N |  | N |  | N
65411 | Duke Energy Renewables Services | 58843 | Bethel Price Solar, LLC | NC | Pitt | 1 | OP | Solar Photovoltaic | PV | IPP Non-CHP | 2 | 5 | 3.2 | 3.2 | 12 | 2014 |  | Y | [8 empty] | 180 |  | 7 | Y | [5 empty] | N |  | N
65411 | Duke Energy Renewables Services | 58844 | Dogwood Solar, LLC | NC | Halifax | 1 | OP | Solar Photovoltaic | PV | IPP Non-CHP | 2 | 20 | 20 | 20 | 11 | 2014 |  | Y | [8 empty] | 180 |  | 27.8 | Y | [5 empty] | N |  | N
65411 | Duke Energy Renewables Services | 58845 | Washington Airport Solar LLC | NC | Beaufort | 1 | OP | Solar Photovoltaic | PV | IPP Non-CHP | 2 | 5 | 5 | 5 | 2 | 2014 |  |  |  | Y | [6 empty] | 180 | 25 | 7 | Y | [5 empty] | N |  | N
65411 | Duke Energy Renewables Services | 58846 | Washington Millfield Solar, LLC | NC | Beaufort | 1 | OP | Solar Photovoltaic | PV | IPP Non-CHP | 2 | 5 | 5 | 5 | 12 | 2013 |  |  |  | Y | [6 empty] | 180 | 25 | 7 | Y | [5 empty] | N |  | N
65411 | Duke Energy Renewables Services | 58847 | Windsor Cooper HIill Solar, LLC | NC | Bertie | 1 | OP | Solar Photovoltaic | PV | IPP Non-CHP | 2 | 5 | 5 | 5 | 8 | 2015 |  | Y | [8 empty] | 180 |  | 7 | Y | [5 empty] | N |  | N
3046 | Duke Energy Progress - (NC) | 58848 | Warsaw Farm | NC | Duplin | 1 | OP | Solar Photovoltaic | PV | Electric Utility | 1 | 65 | 65 | 65 | 12 | 2015 |  |  |  | Y | [6 empty] | 180 | 20 | 87.5 |  | Y |  |  |  |  | N |  | N
64778 | Strata Manager, LLC | 58849 | Castalia Solar | NC | Nash | 1 | OP | Solar Photovoltaic | PV | IPP Non-CHP | 2 | 2 | 2 | 2 | 6 | 2014 |  |  |  | Y | [6 empty] | 180 | 20 | 2.7 | Y | [5 empty] | N |  | N
63248 | Palmetto Power Management LLC | 58851 | Oakboro Farm | NC | Scotland | 1 | OP | Solar Photovoltaic | PV | IPP Non-CHP | 2 | 5 | 5 | 5 | 9 | 2014 |  |  |  | Y | [6 empty] | 180 | 25 | 6.4 | Y | [5 empty] | N |  | N
64778 | Strata Manager, LLC | 58853 | McKenzie Farm | NC | Columbus | 1 | OP | Solar Photovoltaic | PV | IPP Non-CHP | 2 | 5 | 5 | 5 | 12 | 2013 |  |  |  | Y | [6 empty] | 180 | 20 | 7.1 | Y | [5 empty] | N |  | N
64778 | Strata Manager, LLC | 58854 | Nash 58 Farm | NC | Nash | 1 | OP | Solar Photovoltaic | PV | IPP Non-CHP | 2 | 5 | 5 | 5 | 11 | 2013 |  |  |  | Y | [6 empty] | 180 | 25 | 6.5 | Y | [5 empty] | N |  | N
64778 | Strata Manager, LLC | 58855 | Nash 64 Farm | NC | Nash | 1 | OP | Solar Photovoltaic | PV | IPP Non-CHP | 2 | 5 | 5 | 5 | 8 | 2014 |  |  |  | Y | [6 empty] | 180 | 20 | 6.3 | Y | [5 empty] | N |  | N
64778 | Strata Manager, LLC | 58856 | Pate Farm | NC | Robeson | 1 | OP | Solar Photovoltaic | PV | IPP Non-CHP | 2 | 5 | 5 | 5 | 11 | 2013 |  |  |  | Y | [6 empty] | 180 | 25 | 6.5 | Y | [5 empty] | N |  | N
64778 | Strata Manager, LLC | 58859 | Erwin Farm | NC | Harnett | 1 | OP | Solar Photovoltaic | PV | IPP Non-CHP | 2 | 5 | 5 | 5 | 9 | 2014 |  |  |  | Y | [6 empty] | 180 | 20 | 5.1 | Y | [5 empty] | N |  | N
64778 | Strata Manager, LLC | 58861 | Sigmon Catawba Farm | NC | Catawba | 1 | OP | Solar Photovoltaic | PV | IPP Non-CHP | 2 | 5 | 5 | 5 | 6 | 2014 |  |  |  | Y | [6 empty] | 180 | 20 | 6.4 | Y | [5 empty] | N |  | N
64778 | Strata Manager, LLC | 58862 | Wagstaff Farm 1 | NC | Person | 1 | OP | Solar Photovoltaic | PV | IPP Non-CHP | 2 | 5 | 5 | 5 | 11 | 2013 |  |  |  | Y | [6 empty] | 180 | 25 | 6.5 | Y | [5 empty] | N |  | N
64778 | Strata Manager, LLC | 58863 | Waco Farm | NC | Cleveland | 1 | OP | Solar Photovoltaic | PV | IPP Non-CHP | 2 | 5 | 5 | 5 | 11 | 2013 |  |  |  | Y | [6 empty] | 180 | 20 | 6.5 | Y | [5 empty] | N |  | N
61060 | Cypress Creek Renewables | 58864 | Sunfish Farm | NC | Wake | 1 | OP | Solar Photovoltaic | PV | IPP Non-CHP | 2 | 5 | 5 | 5 | 12 | 2015 |  |  |  | Y | [6 empty] | 180 | 20 | 6.4 | Y | [5 empty] | N |  | N
64778 | Strata Manager, LLC | 58866 | Garrell Solar Farm | NC | Columbus | 1 | OP | Solar Photovoltaic | PV | IPP Non-CHP | 2 | 5 | 5 | 5 | 11 | 2013 |  |  |  | Y | [6 empty] | 180 | 25 | 5.2 | Y | [5 empty] | N |  | N
64778 | Strata Manager, LLC | 58867 | Angier Farm | NC | Harnett | 1 | OP | Solar Photovoltaic | PV | IPP Non-CHP | 2 | 5 | 5 | 5 | 12 | 2013 |  |  |  | Y | [6 empty] | 180 | 20 | 5.7 | Y | [5 empty] | N |  | N
64778 | Strata Manager, LLC | 58868 | Bladenboro Farm | NC | Bladen | 1 | OP | Solar Photovoltaic | PV | IPP Non-CHP | 2 | 5 | 5 | 5 | 10 | 2013 |  |  |  | Y | [6 empty] | 186 | 25 | 6.5 | Y | [5 empty] | N |  | N
59139 | SunEdison LLC | 58871 | Berkley East Solar LLC | MA | Bristol | 1 | OP | Solar Photovoltaic | PV | IPP Non-CHP | 2 | 3 | 2.9 | 2.9 | 7 | 2013 |  |  |  | Y | [6 empty] | 0 | 0 | 3.8 | Y | [5 empty] | N |  | N
61119 | SRE Utility Solar 1, LLC | 58874 | Dement Farm LLC | NC | Vance | DF1 | OP | Solar Photovoltaic | PV | IPP Non-CHP | 2 | 5 | 4.9 | 4.9 | 8 | 2013 |  |  |  | Y | [6 empty] | 180 | 20 | 6.5 | Y | [5 empty] | N |  | N
60556 | Fusion Solar Centre, L.L.C | 58876 | Fusion Solar Center LLC | CT | New London | PV | OP | Solar Photovoltaic | PV | IPP Non-CHP | 2 | 20 | 20 | 20 | 3 | 2018 |  | Y | [8 empty] | 0 | 25 | 31.2 | Y | [5 empty] | N |  | N
15477 | Public Service Elec & Gas Co | 58877 | Kinsley Landfill Solar | NJ | Gloucester | KINS | OP | Solar Photovoltaic | PV | Electric Utility | 1 | 8.6 | 8.6 | 8.6 | 1 | 2015 |  |  |  | Y | [6 empty] | 180 | 10 | 11.2 | Y | [5 empty] | N |  | N
61119 | SRE Utility Solar 1, LLC | 58879 | Duplin Solar LLC | NC | Duplin | DF | OP | Solar Photovoltaic | PV | IPP Non-CHP | 2 | 5 | 4.9 | 4.9 | 12 | 2013 |  |  |  | Y | [6 empty] | 180 | 25 | 6.5 | Y | [5 empty] | N |  | N
61119 | SRE Utility Solar 1, LLC | 58880 | North Carolina Solar III LLC | NC | Scotland | NCIII | OP | Solar Photovoltaic | PV | IPP Non-CHP | 2 | 4.9 | 4.9 | 4.9 | 12 | 2013 |  |  |  | Y | [6 empty] | 180 | 25 | 6.4 | Y | [5 empty] | N |  | N
58753 | Sunlight General Morris Solar LLC | 58881 | County College of Morris | NJ | Morris | PV01 | OP | Solar Photovoltaic | PV | Commercial Non-CHP | 4 | 2.9 | 2.9 | 2.9 | 11 | 2013 |  |  |  | Y | [6 empty] | 185 | 10 | 3.4 | Y | [5 empty] | Y | 3.4 | N
58754 | Sunlight General Mercer Solar LLC | 58882 | Mercer County Community College | NJ | Mercer | PV01 | OP | Solar Photovoltaic | PV | Commercial Non-CHP | 4 | 7.5 | 7.5 | 7.5 | 9 | 2013 |  |  |  | Y | [6 empty] | 180 | 30 | 8.3 | Y | [5 empty] | Y | 8.3 | N
58759 | Perpetual Energy Systems | 58889 | ASTI | CA | Sonoma | ASTI | OP | Solar Photovoltaic | PV | IPP Non-CHP | 2 | 1.2 | 1.2 | 1.2 | 2 | 2009 |  |  |  | Y | [6 empty] | 210 | 0 | 1.2 | Y | [5 empty] | N |  | N
58759 | Perpetual Energy Systems | 58890 | Beringer | CA | Sonoma | BERI | OP | Solar Photovoltaic | PV | IPP Non-CHP | 2 | 1.4 | 1.4 | 1.4 | 1 | 2009 |  |  |  | Y | [6 empty] | 120 | 0 | 1.3 | Y | [5 empty] | N |  | N
60898 | Axium US Solar Holdings LLC | 58892 | Camilla Solar Plant | GA | Mitchell | CMLA | OP | Solar Photovoltaic | PV | IPP Non-CHP | 2 | 16 | 16 | 17.6 | 11 | 2013 |  |  |  | Y | [6 empty] | 180 | 30 | 20.3 | Y | [5 empty] | N |  | N
60898 | Axium US Solar Holdings LLC | 58893 | Camp Solar Plant | GA | Meriwether | CAMP | OP | Solar Photovoltaic | PV | IPP Non-CHP | 2 | 2.4 | 2.4 | 2.6 | 12 | 2013 |  |  |  | Y | [6 empty] | 180 | 30 | 3.2 | Y | [5 empty] | N |  | N
58769 | Sunlight General Somerset Solar LLC | 58896 | Patriots Stadium | NJ | Somerset | PV01 | OP | Solar Photovoltaic | PV | Commercial Non-CHP | 4 | 1 | 1 | 1 | 9 | 2013 |  |  |  | Y | [6 empty] | 197 | 10 | 1.1 | Y | [5 empty] | Y | 1 | N
15473 | Public Service Co of NM | 58899 | Prosperity Energy Storage Facility Hybrid | NM | Bernalillo | GEN-1 | OP | Solar Photovoltaic | PV | Electric Utility | 1 | 0.5 | 0.5 | 0.5 | 9 | 2011 |  |  |  | Y | [6 empty] | 180 | 25 | 0.5 | Y | [5 empty] | N |  | N
61944 | MN8 Energy LLC | 58906 | Valley Center 1 | CA | San Diego | VC1 | OP | Solar Photovoltaic | PV | IPP Non-CHP | 2 | 2.5 | 2.5 | 2.5 | 12 | 2013 |  | Y | [8 empty] | 0 | 45 | 3.4 | Y | [5 empty] | N |  | N
61944 | MN8 Energy LLC | 58907 | Valley Center 2 | CA | San Diego | VC2 | OP | Solar Photovoltaic | PV | IPP Non-CHP | 2 | 5 | 5 | 5 | 12 | 2013 |  | Y | [8 empty] | 0 | 45 | 6.8 | Y | [5 empty] | N |  | N
61944 | MN8 Energy LLC | 58909 | Ramona 1 | CA | San Diego | RAM1 | OP | Solar Photovoltaic | PV | IPP Non-CHP | 2 | 2 | 2 | 2 | 12 | 2013 |  | Y | [8 empty] | 0 | 45 | 2.7 | Y | [5 empty] | N |  | N
61944 | MN8 Energy LLC | 58911 | Ramona 2 | CA | San Diego | RAM2 | OP | Solar Photovoltaic | PV | IPP Non-CHP | 2 | 5 | 5 | 5 | 12 | 2013 |  | Y | [8 empty] | 0 | 45 | 6.6 | Y | [5 empty] | N |  | N
57104 | Golden Springs Development Company LLC | 58912 | Santa Fe Springs Rooftop Solar BLDG M | CA | Los Angeles | 1 | OP | Solar Photovoltaic | PV | IPP Non-CHP | 2 | 1.8 | 1.8 | 1.8 | 3 | 2015 |  | N |  | Y | [6 empty] | 180 | 10 | 2.3 | Y | [5 empty] | N |  | N
57104 | Golden Springs Development Company LLC | 58913 | Santa Fe Springs Rooftop Solar BLDG H | CA | Los Angeles | 1 | OP | Solar Photovoltaic | PV | IPP Non-CHP | 2 | 1.5 | 1.5 | 1.5 | 3 | 2015 |  | Y |  | N | [6 empty] | 180 | 10 | 2 | Y | [5 empty] | N |  | N
56769 | Consolidated Edison Development Inc. | 58915 | Copper Mountain Solar 3 | NV | Clark | 1 | OP | Solar Photovoltaic | PV | IPP Non-CHP | 2 | 26 | 26 | 26 | 5 | 2014 |  |  |  | Y | [6 empty] | 180 | 16 | 31.3 | Y | [5 empty] | N |  | N
56769 | Consolidated Edison Development Inc. | 58915 | Copper Mountain Solar 3 | NV | Clark | 10 | OP | Solar Photovoltaic | PV | IPP Non-CHP | 2 | 21 | 21 | 21 | 1 | 2015 |  |  |  | Y | [6 empty] | 180 | 16 | 25.7 | Y | [5 empty] | N |  | N
56769 | Consolidated Edison Development Inc. | 58915 | Copper Mountain Solar 3 | NV | Clark | 2 | OP | Solar Photovoltaic | PV | IPP Non-CHP | 2 | 27 | 27 | 27 | 6 | 2014 |  |  |  | Y | [6 empty] | 180 | 16 | 32.6 | Y | [5 empty] | N |  | N
56769 | Consolidated Edison Development Inc. | 58915 | Copper Mountain Solar 3 | NV | Clark | 3 | OP | Solar Photovoltaic | PV | IPP Non-CHP | 2 | 26 | 26 | 26 | 7 | 2014 |  |  |  | Y | [6 empty] | 180 | 16 | 31.6 | Y | [5 empty] | N |  | N
56769 | Consolidated Edison Development Inc. | 58915 | Copper Mountain Solar 3 | NV | Clark | 4 | OP | Solar Photovoltaic | PV | IPP Non-CHP | 2 | 28 | 28 | 28 | 8 | 2014 |  |  |  | Y | [6 empty] | 180 | 16 | 34 | Y | [5 empty] | N |  | N
56769 | Consolidated Edison Development Inc. | 58915 | Copper Mountain Solar 3 | NV | Clark | 5 | OP | Solar Photovoltaic | PV | IPP Non-CHP | 2 | 25 | 25 | 25 | 9 | 2014 |  |  |  | Y | [6 empty] | 180 | 16 | 30.6 | Y | [5 empty] | N |  | N
56769 | Consolidated Edison Development Inc. | 58915 | Copper Mountain Solar 3 | NV | Clark | 6 | OP | Solar Photovoltaic | PV | IPP Non-CHP | 2 | 26 | 26 | 26 | 10 | 2014 |  |  |  | Y | [6 empty] | 180 | 16 | 32 | Y | [5 empty] | N |  | N
56769 | Consolidated Edison Development Inc. | 58915 | Copper Mountain Solar 3 | NV | Clark | 7 | OP | Solar Photovoltaic | PV | IPP Non-CHP | 2 | 26 | 26 | 26 | 10 | 2014 |  |  |  | Y | [6 empty] | 180 | 16 | 32 | Y | [5 empty] | N |  | N
56769 | Consolidated Edison Development Inc. | 58915 | Copper Mountain Solar 3 | NV | Clark | 8 | OP | Solar Photovoltaic | PV | IPP Non-CHP | 2 | 26 | 26 | 26 | 12 | 2014 |  |  |  | Y | [6 empty] | 180 | 16 | 32 | Y | [5 empty] | N |  | N
56769 | Consolidated Edison Development Inc. | 58915 | Copper Mountain Solar 3 | NV | Clark | 9 | OP | Solar Photovoltaic | PV | IPP Non-CHP | 2 | 24 | 24 | 24 | 1 | 2015 |  |  |  | Y | [6 empty] | 180 | 16 | 29.4 | Y | [5 empty] | N |  | N
58753 | Sunlight General Morris Solar LLC | 58917 | Tioga Solar Morris County 1 LLC | NJ | Morris | MMIR | OP | Solar Photovoltaic | PV | Commercial Non-CHP | 4 | 1 | 1 | 1 | 2 | 2011 |  |  |  | Y | [5 empty] | N | 180 | 15 | 1.6 | Y | [5 empty] | N |  | N
61315 | Solarenewal LLC | 58918 | 2081 Terzian Solar Project | CA | Fresno | 2081 | OP | Solar Photovoltaic | PV | IPP Non-CHP | 2 | 1.2 | 1.2 | 1.2 | 2 | 2014 |  | N | Y | [9 empty] | 1.6 | Y | [5 empty] | N |  | N
61315 | Solarenewal LLC | 58919 | 2127 Harris Solar Project | CA | Butte | 2127 | OP | Solar Photovoltaic | PV | IPP Non-CHP | 2 | 1.3 | 1.3 | 1.3 | 4 | 2014 |  | Y | [8 empty] | 90 |  | 1.4 | Y | [5 empty] | N |  | N
61315 | Solarenewal LLC | 58920 | 2097 Helton Solar Project | CA | Merced | 2097 | OP | Solar Photovoltaic | PV | IPP Non-CHP | 2 | 1.5 | 1.5 | 1.5 | 4 | 2014 |  | Y | [8 empty] | 90 |  | 2 | Y | [5 empty] | N |  | N
58801 | Integrys MA Solar, LLC | 58934 | Integrys MA Solar, LLC - Ashburnham Site | MA | Worcester | ASH-R | OP | Solar Photovoltaic | PV | IPP Non-CHP | 2 | 2.6 | 2.6 | 2.6 | 12 | 2013 |  |  |  | Y | [6 empty] | 180 | 10 | 3.7 | Y | [5 empty] | N |  | N
58801 | Integrys MA Solar, LLC | 58934 | Integrys MA Solar, LLC - Ashburnham Site | MA | Worcester | ASH10 | OP | Solar Photovoltaic | PV | IPP Non-CHP | 2 | 0.3 | 0.3 | 0.3 | 12 | 2013 |  |  |  | Y | [6 empty] | 180 | 10 | 0.3 | Y | [5 empty] | N |  | N
58800 | Cross Pollination Inc | 58935 | Open View Solar Farm | VT | Addison | PV | OP | Solar Photovoltaic | PV | IPP Non-CHP | 2 | 2 | 1.9 | 1.9 | 9 | 2013 |  |  |  | Y | [6 empty] | 180 | 25 | 2.5 | Y | [5 empty] | N |  | N
58802 | Walpole Solar 2, LLC | 58936 | Walpole Solar 2 | MA | Norfolk | WLPL1 | OP | Solar Photovoltaic | PV | IPP Non-CHP | 2 | 2.4 | 2.4 | 2.4 | 4 | 2014 |  |  |  | Y | [6 empty] | 180 | 25 | 2.9 | Y | [5 empty] | Y | 2.4 | N
58803 | Gardner Solar 1, LLC | 58937 | Gardner Solar 1 | MA | Worcester | GRDN1 | OP | Solar Photovoltaic | PV | IPP Non-CHP | 2 | 2 | 2 | 2 | 5 | 2014 |  |  |  | Y | [6 empty] | 180 | 25 | 2.5 | Y | [5 empty] | Y | 2.5 | N
60025 | Greenbacker Renewable Energy Corporation | 58942 | Rockville Solar I LLC | IN | Marion | RVSI | OP | Solar Photovoltaic | PV | IPP Non-CHP | 2 | 2.8 | 2.8 | 2.8 | 4 | 2014 |  |  |  | Y | [6 empty] | 180 | 25 | 3.1 | Y | [5 empty] | N |  | N
65411 | Duke Energy Renewables Services | 58943 | Halifax | NC | Halifax | 1 | OP | Solar Photovoltaic | PV | IPP Non-CHP | 2 | 20 | 20 | 20 | 12 | 2014 |  |  |  | Y | [6 empty] | 180 | 20 | 29 | Y | [5 empty] | N |  | N
60281 | Altus Power America Management, LLC | 58949 | Cloverdale Solar I | CA | Sonoma | TBD | OP | Solar Photovoltaic | PV | IPP Non-CHP | 2 | 1.5 | 1.5 | 1.5 | 6 | 2014 |  |  |  | Y | [6 empty] | 180 | 25 | 1.7 | Y | [5 empty] | N |  | N
63069 | CVI CleanCapital Solar 5 LLC | 58951 | Delilah Road Landfill | NJ | Atlantic | DRLS | OP | Solar Photovoltaic | PV | IPP Non-CHP | 2 | 8.5 | 8.5 | 8.5 | 10 | 2016 |  |  |  | Y | [6 empty] | 180 | 15 | 10.7 | Y | [5 empty] | N |  | N
58816 | Dessie Solar Center LLC | 58952 | Dessie Solar Center LLC | NC | Columbus | DESS | OP | Solar Photovoltaic | PV | IPP Non-CHP | 2 | 4.8 | 4.8 | 4.8 | 11 | 2014 |  |  |  | Y | [6 empty] | 180 | 22 | 6.5 | Y | [5 empty] | N |  | N
60025 | Greenbacker Renewable Energy Corporation | 58953 | Rockville Solar II, LLC | IN | Marion | RVSII | OP | Solar Photovoltaic | PV | IPP Non-CHP | 2 | 2.7 | 2.7 | 2.7 | 8 | 2014 |  |  |  | Y | [6 empty] | 180 | 10 | 3.2 | Y | [5 empty] | N |  | N
60947 | Tesla Inc. | 58954 | Intel Folsom Phase 2 | CA | Sacramento | PV | OP | Solar Photovoltaic | PV | IPP Non-CHP | 2 | 1 | 1 | 1 | 10 | 2012 |  | Y | [8 empty] | 272 | 5 | 1.2 | Y | [5 empty] | Y | 1.2 | N
58818 | BearPond Solar Center LLC | 58955 | BearPond Solar Center LLC | NC | Vance | BEAR | OP | Solar Photovoltaic | PV | IPP Non-CHP | 2 | 4.8 | 4.8 | 4.8 | 12 | 2014 |  |  |  | Y | [6 empty] | 180 | 22 | 6.5 | Y | [5 empty] | N |  | N
58820 | Shankle Solar Center LLC | 58956 | Shankle Solar Center LLC | NC | Hoke | SHAN | OP | Solar Photovoltaic | PV | IPP Non-CHP | 2 | 4.8 | 4.8 | 4.8 | 1 | 2015 |  |  |  | Y | [6 empty] | 180 | 22 | 6.6 | Y | [5 empty] | N |  | N
58819 | Graham Solar Center LLC | 58957 | Graham Solar Center LLC | NC | Columbus | GRAH | OP | Solar Photovoltaic | PV | IPP Non-CHP | 2 | 4.8 | 4.8 | 4.8 | 12 | 2014 |  | N |  | Y | [6 empty] | 180 | 22 | 6.7 | Y | [5 empty] | N |  | N
12670 | Missouri Jnt Muni.Pwr Elec. Ut. Comm. | 58959 | Butler Solar Power Project | MO | Bates | BSF1 | OP | Solar Photovoltaic | PV | Electric Utility | 1 | 2.8 | 2.8 | 2.8 | 3 | 2014 |  |  |  | Y | [6 empty] | 180 | 32 | 3.2 | Y | [5 empty] | N |  | N
60947 | Tesla Inc. | 58961 | Oregon University System OIT Klamath Falls | OR | Klamath | PV | OP | Solar Photovoltaic | PV | IPP Non-CHP | 2 | 1.7 | 1.7 | 1.7 | 1 | 2014 |  |  |  | Y | [6 empty] | 220 | 35 | 2 | Y | [5 empty] | Y | 2 | N
60947 | Tesla Inc. | 58963 | Las Virgenes Municipal Water District | CA | Los Angeles | PV | OP | Solar Photovoltaic | PV | IPP Non-CHP | 2 | 1 | 1 | 1 | 2 | 2014 |  | Y | N | N | [6 empty] | 117 | 0 | 1.1 | Y | [5 empty] | Y | 1.1 | N
56769 | Consolidated Edison Development Inc. | 58964 | Technology Drive Solar | VT | Windham | PV1 | OP | Solar Photovoltaic | PV | IPP Non-CHP | 2 | 2 | 2 | 2 | 9 | 2014 |  | Y | [8 empty] | 180 | 15 | 2.5 | Y | [5 empty] | N |  | N
24211 | Tucson Electric Power Co | 58972 | Fort Huachuca Solar PV Project | AZ | Cochise | FHUA2 | OP | Solar Photovoltaic | PV | Electric Utility | 1 | 4.1 | 4.4 | 4.4 | 1 | 2017 |  |  |  | Y | [6 empty] | 180 | 25 | 5 |  | Y |  |  |  |  | N |  | N
24211 | Tucson Electric Power Co | 58972 | Fort Huachuca Solar PV Project | AZ | Cochise | FHUAC | OP | Solar Photovoltaic | PV | Electric Utility | 1 | 13.6 | 13.6 | 13.6 | 12 | 2014 |  |  |  | Y | [6 empty] | 180 | 25 | 17.2 | Y | [5 empty] | N |  | N
56769 | Consolidated Edison Development Inc. | 58973 | White River Solar 2 | CA | Tulare | W2CA | OP | Solar Photovoltaic | PV | IPP Non-CHP | 2 | 19.8 | 19.8 | 19.8 | 9 | 2014 |  | Y | [8 empty] | 0 | 0 | 26 | Y | [5 empty] | N |  | N
59254 | NuGen Capital Management | 58974 | Fairview Farms Solar | MA | Franklin | PV1 | OP | Solar Photovoltaic | PV | IPP Non-CHP | 2 | 2 | 2.3 | 1.3 | 6 | 2014 |  |  |  | Y | [6 empty] | 180 | 25 | 2.3 | Y | [5 empty] | N |  | Y | 2.3
17650 | Southern Power Co | 58975 | Henrietta Solar Project | CA | Kings | PV1 | OP | Solar Photovoltaic | PV | IPP Non-CHP | 2 | 102 | 100 | 100 | 8 | 2016 |  | Y | [8 empty] | 90 |  | 127.9 | Y | [5 empty] | N |  | N
60453 | Onward Energy | 58983 | RE Camelot LLC | CA | Kern | 1 | OP | Solar Photovoltaic | PV | IPP Non-CHP | 2 | 45 | 45 | 45 | 12 | 2014 |  | Y | [8 empty] | 180 | 60 | 59.1 | Y |  |  |  |  | N | N |  | N
60453 | Onward Energy | 58984 | RE Adams East, LLC | CA | Fresno | 1 | OP | Solar Photovoltaic | PV | IPP Non-CHP | 2 | 19 | 19 | 19 | 12 | 2014 |  | Y | [8 empty] | 180 | 45 | 24.9 |  | Y |  |  |  |  | N |  | N
60453 | Onward Energy | 58985 | RE Kansas Solar, LLC | CA | Kings | 1 | OP | Solar Photovoltaic | PV | IPP Non-CHP | 2 | 20 | 20 | 20 | 12 | 2014 |  | Y | [8 empty] | 180 | 45 | 27.1 |  | Y |  |  |  |  | N |  | N
60453 | Onward Energy | 58986 | RE Old River One, LLC | CA | Kern | 1 | OP | Solar Photovoltaic | PV | IPP Non-CHP | 2 | 20 | 20 | 20 | 12 | 2014 |  | Y | [8 empty] | 180 | 45 | 26.8 |  | Y |  |  |  |  | N |  | N
60453 | Onward Energy | 58990 | RE Columbia Two, LLC | CA | Kern | 1 | OP | Solar Photovoltaic | PV | IPP Non-CHP | 2 | 15 | 15 | 15 | 12 | 2014 |  | Y | [8 empty] | 180 | 60 | 19.4 | Y | N |  |  |  | N | N |  | N
60453 | Onward Energy | 58991 | RE Kent South, LLC | CA | Kings | 1 | OP | Solar Photovoltaic | PV | IPP Non-CHP | 2 | 20 | 20 | 20 | 12 | 2014 |  | Y | [8 empty] | 180 | 45 | 26.3 |  | Y |  |  |  |  | N |  | N
15477 | Public Service Elec & Gas Co | 59001 | Parkland Landfill Solar | NJ | Burlington | PARK | OP | Solar Photovoltaic | PV | Electric Utility | 1 | 7.8 | 7.8 | 7.8 | 1 | 2015 |  |  |  | Y | [6 empty] | 180 | 15 | 10.1 | Y | [5 empty] | N |  | N
61012 | AES Distributed Energy | 59008 | Woodmere Solar Farm | CA | Kern | PV1 | OP | Solar Photovoltaic | PV | IPP Non-CHP | 2 | 15 | 15 | 14 | 12 | 2015 |  | Y | [8 empty] | 90 |  | 18.8 |  | Y |  |  |  |  | N |  | N
61012 | AES Distributed Energy | 59009 | Hayworth Solar | CA | Kern | PV1 | OP | Solar Photovoltaic | PV | IPP Non-CHP | 2 | 27 | 26 | 25 | 12 | 2015 |  | Y | [8 empty] | 90 |  | 33.3 |  | Y |  |  |  |  | N |  | N
17650 | Southern Power Co | 59010 | Macho Springs | NM | Luna | MSS1 | OP | Solar Photovoltaic | PV | IPP Non-CHP | 2 | 55 | 52.2 | 52.2 | 5 | 2014 |  | Y |  | N | [6 empty] | 90 |  | 64.6 |  | Y |  |  |  |  | N |  | N
61012 | AES Distributed Energy | 59013 | Scituate PV | MA | Plymouth | SCT | OP | Solar Photovoltaic | PV | IPP Non-CHP | 2 | 2.5 | 2.5 | 2.5 | 10 | 2013 |  |  |  | Y | [6 empty] | 180 | 25 | 3 | Y | [5 empty] | N |  | N
61012 | AES Distributed Energy | 59014 | Bolton PV | MA | Worcester | BLT | OP | Solar Photovoltaic | PV | IPP Non-CHP | 2 | 4.9 | 4.9 | 4.9 | 12 | 2013 |  |  |  | Y | [6 empty] | 180 | 25 | 6 | Y | [5 empty] | N |  | N
61012 | AES Distributed Energy | 59015 | Stow PV | MA | Middlesex | STW | OP | Solar Photovoltaic | PV | IPP Non-CHP | 2 | 2 | 2 | 2 | 12 | 2013 |  |  |  | Y | [6 empty] | 180 | 25 | 2.5 | Y | [5 empty] | N |  | N
61060 | Cypress Creek Renewables | 59017 | Carol Jean Solar | NC | Stokes | GEN 1 | OP | Solar Photovoltaic | PV | IPP Non-CHP | 2 | 4 | 4 | 4 | 12 | 2016 |  |  |  | Y | [6 empty] | 180 | 20 | 5 | Y | [5 empty] | N |  | N
60281 | Altus Power America Management, LLC | 59018 | East Chicago | IN | Lake | 1 | OP | Solar Photovoltaic | PV | IPP Non-CHP | 2 | 2 | 2 | 2 | 3 | 2013 |  |  |  | Y | [6 empty] | 180 | 25 | 2.3 | Y | [5 empty] | N |  | N
60281 | Altus Power America Management, LLC | 59019 | Griffith | IN | Lake | 1 | OP | Solar Photovoltaic | PV | IPP Non-CHP | 2 | 2 | 2 | 2 | 3 | 2013 |  |  |  | Y | [6 empty] | 180 | 25 | 2.3 | Y | [5 empty] | N |  | N
803 | Arizona Public Service Co | 59020 | Gila Bend Hybrid | AZ | Maricopa | PV1 | OP | Solar Photovoltaic | PV | Electric Utility | 1 | 37.4 | 36 | 36 | 10 | 2014 |  | Y | [8 empty] | 0 | 0 | 51 | Y | [5 empty] | N |  | N
58870 | Mayor and City Council of Baltimore City | 59026 | Back River Waste Water Treatment | MD | Baltimore City | SOLAR | OP | Solar Photovoltaic | PV | IPP Non-CHP | 2 | 0.8 | 0.8 | 0.8 | 3 | 2012 |  | Y |  | N | [6 empty] | 180 | 20 | 1 | Y | [5 empty] | N |  | N
58871 | Citizens Enterprises Corporation | 59028 | Agawam Solar | MA | Hampden | 0028 | OP | Solar Photovoltaic | PV | IPP Non-CHP | 2 | 1.5 | 1.5 | 1.5 | 3 | 2012 |  |  |  | Y | [6 empty] | 180 | 32 | 1.8 | Y | [5 empty] | N |  | Y | 1.8
58871 | Citizens Enterprises Corporation | 59029 | Rehoboth Solar | MA | Bristol | 0040 | OP | Solar Photovoltaic | PV | IPP Non-CHP | 2 | 2 | 2 | 2 | 12 | 2013 |  |  |  | Y | [6 empty] | 180 | 25 | 2.6 | Y | [5 empty] | N |  | Y | 2.6
58871 | Citizens Enterprises Corporation | 59030 | Chicopee Solar | MA | Hampden | 0036 | OP | Solar Photovoltaic | PV | IPP Non-CHP | 2 | 3 | 3 | 3 | 12 | 2013 |  |  |  | Y | [6 empty] | 180 | 25 | 3.9 | Y | [5 empty] | N |  | N
58871 | Citizens Enterprises Corporation | 59031 | Route 57 Solar | MA | Hampden | 0027 | OP | Solar Photovoltaic | PV | IPP Non-CHP | 2 | 1.5 | 1.5 | 1.5 | 3 | 2013 |  |  |  | Y | [6 empty] | 180 | 32 | 1.8 | Y | [5 empty] | N |  | Y | 1.8
58871 | Citizens Enterprises Corporation | 59032 | EBZ Solar | MA | Middlesex | 0031 | OP | Solar Photovoltaic | PV | IPP Non-CHP | 2 | 2.5 | 2.5 | 2.5 | 1 | 2013 |  |  |  | Y | [6 empty] | 180 | 32 | 3 | Y | [5 empty] | N |  | N
58871 | Citizens Enterprises Corporation | 59033 | Whately Solar | MA | Franklin | 0024 | OP | Solar Photovoltaic | PV | IPP Non-CHP | 2 | 1.5 | 1.5 | 1.5 | 3 | 2013 |  |  |  | Y | [6 empty] | 180 | 32 | 1.8 | Y | [5 empty] | N |  | Y | 1.8
61012 | AES Distributed Energy | 59038 | Battleground | NC | Cleveland | GEN1 | OP | Solar Photovoltaic | PV | IPP Non-CHP | 2 | 3.5 | 3 | 3 | 12 | 2013 |  |  |  | Y | [6 empty] | 180 | 20 | 4.3 | Y | [5 empty] | N |  | N
61012 | AES Distributed Energy | 59039 | Beulaville | NC | Duplin | GEN 1 | OP | Solar Photovoltaic | PV | IPP Non-CHP | 2 | 2 | 1.5 | 1.5 | 12 | 2013 |  |  |  | Y | [6 empty] | 180 | 20 | 2.5 | Y | [5 empty] | N |  | N
61012 | AES Distributed Energy | 59042 | Ellerbe | NC | Richmond | GEN 1 | OP | Solar Photovoltaic | PV | IPP Non-CHP | 2 | 2 | 1.5 | 1.5 | 12 | 2013 |  |  |  | Y | [6 empty] | 180 | 20 | 2.3 | Y | [5 empty] | N |  | N
60281 | Altus Power America Management, LLC | 59043 | West Davisville Solar | RI | Washington | PV1 | OP | Solar Photovoltaic | PV | IPP Non-CHP | 2 | 2 | 2 | 2 | 12 | 2013 |  |  |  | Y | [6 empty] | 200 | 27 | 2.4 | Y | [5 empty] | N |  | N
19728 | UNS Electric, Inc | 59044 | Rio Rico Solar | AZ | Santa Cruz | RRSF | OP | Solar Photovoltaic | PV | Electric Utility | 1 | 6 | 6 | 6 | 3 | 2014 |  |  |  | Y | [6 empty] | 180 | 25 | 7.2 | Y | [5 empty] | N |  | N
59254 | NuGen Capital Management | 59046 | 651 Chase Solar NG | MA | Worcester | PV1 | OP | Solar Photovoltaic | PV | IPP Non-CHP | 2 | 2.5 | 3.4 | 1.5 | 6 | 2014 |  |  |  | Y | [6 empty] | 180 | 25 | 3.4 | Y | [5 empty] | N |  | Y | 3.4
58883 | ERWR Whitcomb Farm Solar LLC | 59049 | Whitcomb Solar Farm | VT | Chittenden | PS01 | OP | Solar Photovoltaic | PV | IPP Non-CHP | 2 | 2.2 | 2.2 | 2.2 | 10 | 2014 |  |  |  | Y | [6 empty] | 180 | 20 | 3.6 | Y | [5 empty] | N |  | N
61012 | AES Distributed Energy | 59050 | Wallace | NC | Duplin | GEN 1 | OP | Solar Photovoltaic | PV | IPP Non-CHP | 2 | 2 | 1.8 | 1.7 | 12 | 2013 |  |  |  | Y | [6 empty] | 180 | 20 | 2.5 | Y | [5 empty] | N |  | N
61012 | AES Distributed Energy | 59051 | Kenansville | NC | Duplin | GEN 1 | OP | Solar Photovoltaic | PV | IPP Non-CHP | 2 | 2 | 1.9 | 1.8 | 12 | 2013 |  |  |  | Y | [6 empty] | 180 | 20 | 2.6 | Y | [5 empty] | N |  | N
61012 | AES Distributed Energy | 59052 | Fairmont-FLS 100 | NC | Robeson | GEN 1 | OP | Solar Photovoltaic | PV | IPP Non-CHP | 2 | 4 | 3 | 3 | 12 | 2013 |  |  |  | Y | [6 empty] | 180 | 20 | 5.1 | Y | [5 empty] | N |  | N
57130 | Janssen Pharmaceutical Co | 59055 | Rariton OMP | NJ | Somerset | PV1 | OP | Solar Photovoltaic | PV | IPP Non-CHP | 2 | 2.4 | 2.4 | 2.1 | 4 | 2012 |  |  |  | Y |  | N |  |  |  |  | 90 | 30 | 2.4 | Y | [5 empty] | N |  | Y | 2.4
57130 | Janssen Pharmaceutical Co | 59057 | Skillman | NJ | Somerset | GEN 1 | OP | Solar Photovoltaic | PV | IPP Non-CHP | 2 | 2.7 | 2.7 | 2.5 | 3 | 2011 |  |  |  | Y |  | N |  |  |  |  | 90 | 30 | 2.7 | Y | [5 empty] | N |  | N
57130 | Janssen Pharmaceutical Co | 59058 | Vacaville | CA | Solano | GEN 1 | OP | Solar Photovoltaic | PV | IPP Non-CHP | 2 | 1 | 1 | 1 | 9 | 2007 |  |  |  | Y | [6 empty] | 90 | 30 | 1 | Y | [5 empty] | N |  | N
57130 | Janssen Pharmaceutical Co | 59059 | Raritan ITS | NJ | Somerset | GEN 1 | OP | Solar Photovoltaic | PV | IPP Non-CHP | 2 | 2 | 2 | 2 | 8 | 2010 |  |  |  | Y |  | N |  |  |  |  | 90 | 30 | 2.1 | Y | [5 empty] | N |  | N
58888 | City of Pittsfield | 59060 | Waste Water Treatment Plant | MA | Berkshire | WWPV | OP | Solar Photovoltaic | PV | IPP Non-CHP | 2 | 1.5 | 1.5 | 1.5 | 1 | 2012 |  |  |  | Y | [6 empty] | 200 | 20 | 1.6 | Y | [5 empty] | Y | 1.5 | N
65305 | Clean Focus Yield, LLC | 59075 | Brewster Landfill | MA | Barnstable | BRE1 | OP | Solar Photovoltaic | PV | IPP Non-CHP | 2 | 1 | 1 | 1 | 9 | 2014 |  |  |  | Y | [6 empty] | 180 | 25 | 1.2 | Y | [5 empty] | N |  | N
65305 | Clean Focus Yield, LLC | 59077 | Chatham Landfill | MA | Barnstable | CHA | OP | Solar Photovoltaic | PV | IPP Non-CHP | 2 | 1.5 | 1.5 | 1.5 | 9 | 2014 |  |  |  | Y | [6 empty] | 180 | 25 | 1.8 | Y | [5 empty] | N |  | N
65305 | Clean Focus Yield, LLC | 59078 | Harwich Landfill | MA | Barnstable | HAR1 | OP | Solar Photovoltaic | PV | IPP Non-CHP | 2 | 4 | 4 | 4 | 8 | 2014 |  |  |  | Y | [6 empty] | 180 | 25 | 4.5 | Y | [5 empty] | N |  | N
65305 | Clean Focus Yield, LLC | 59079 | Katama Farm | MA | Dukes | KAT1 | OP | Solar Photovoltaic | PV | IPP Non-CHP | 2 | 1 | 1 | 1 | 6 | 2014 |  |  |  | Y | [6 empty] | 180 | 25 | 1.3 | Y | [5 empty] | N |  | N
65305 | Clean Focus Yield, LLC | 59080 | Nunnepog | MA | Dukes | NUN1 | OP | Solar Photovoltaic | PV | IPP Non-CHP | 2 | 1 | 1 | 1 | 6 | 2014 |  |  |  | Y | [6 empty] | 180 | 25 | 1.4 | Y | [5 empty] | N |  | N
65305 | Clean Focus Yield, LLC | 59081 | Barnstable Landfill | MA | Barnstable | HAR1 | OP | Solar Photovoltaic | PV | IPP Non-CHP | 2 | 4 | 4 | 4 | 9 | 2014 |  |  |  | Y | [6 empty] | 180 | 25 | 4.5 | Y | [5 empty] | N |  | N
65305 | Clean Focus Yield, LLC | 59082 | Dennis Landfill | MA | Barnstable | DEN1 | OP | Solar Photovoltaic | PV | IPP Non-CHP | 2 | 5 | 5 | 5 | 9 | 2014 |  |  |  | Y | [6 empty] | 180 | 25 | 5.9 | Y | [5 empty] | N |  | N
65164 | CleanCapital Holdings | 59085 | Lepomis PV Energy LLC | MA | Plymouth | INV-1 | OP | Solar Photovoltaic | PV | IPP Non-CHP | 2 | 4.5 | 4.5 | 4.5 | 6 | 2014 |  | Y |  | N | [6 empty] | 0 | 0 | 5.9 | Y | [5 empty] | N |  | N
60453 | Onward Energy | 59086 | Cottonwood Solar, LLC (Goose Lake) | CA | Kern | GEN1 | OP | Solar Photovoltaic | PV | IPP Non-CHP | 2 | 12 | 12 | 12 | 5 | 2015 |  | Y | [8 empty] | 180 | 45 | 16.9 |  | Y |  |  |  |  | N |  | N
60453 | Onward Energy | 59087 | Cottonwood Solar, LLC (City of Corcoran) | CA | Kings | GEN 1 | OP | Solar Photovoltaic | PV | IPP Non-CHP | 2 | 12 | 12 | 12 | 5 | 2015 |  | Y | [8 empty] | 180 | 45 | 14.9 |  | Y |  |  |  |  | N |  | N
17650 | Southern Power Co | 59088 | Calipatria Solar Farm | CA | Imperial | GEN 1 | OP | Solar Photovoltaic | PV | IPP Non-CHP | 2 | 20 | 20 | 20 | 2 | 2016 |  | Y | [8 empty] | 90 |  | 22 |  | Y |  |  |  |  | N |  | N
61944 | MN8 Energy LLC | 59090 | Rockland Solar CSG | MA | Plymouth | GEN1 | OP | Solar Photovoltaic | PV | IPP Non-CHP | 2 | 2 | 2 | 2 | 12 | 2013 |  |  |  | Y | [6 empty] | 180 | 10 | 2.6 | Y | [5 empty] | N |  | Y | 2.6
60947 | Tesla Inc. | 59094 | Division 1 | CA | Los Angeles | GEN 1 | OP | Solar Photovoltaic | PV | IPP Non-CHP | 2 | 1.5 | 1.5 | 1.5 | 6 | 2014 |  |  |  | Y | [6 empty] | 180 | 15 | 1.7 | Y | [5 empty] | Y | 1.7 | N
60947 | Tesla Inc. | 59095 | Division 2 | CA | Los Angeles | GEN 1 | OP | Solar Photovoltaic | PV | IPP Non-CHP | 2 | 1 | 1 | 1 | 6 | 2014 |  |  |  | Y | [6 empty] | 180 | 5 | 1.1 | Y | [5 empty] | Y | 1.1 | N
60947 | Tesla Inc. | 59096 | Division 3 | CA | Los Angeles | GEN1 | OP | Solar Photovoltaic | PV | IPP Non-CHP | 2 | 1 | 1 | 1 | 6 | 2014 |  |  |  | Y | [6 empty] | 180 | 15 | 1.1 | Y | [5 empty] | Y | 1.1 | N
61944 | MN8 Energy LLC | 59097 | Berry Plastics Solar | NJ | Warren | PV1 | OP | Solar Photovoltaic | PV | IPP Non-CHP | 2 | 9.8 | 9.8 | 9.8 | 12 | 2013 |  |  |  | Y | [6 empty] | 180 | 25 | 13.1 | Y | [5 empty] | Y | 13.1 | N
60947 | Tesla Inc. | 59098 | Kettering Solar 1 | CA | Los Angeles | PV1 | OP | Solar Photovoltaic | PV | IPP Non-CHP | 2 | 1 | 1 | 1 | 6 | 2014 |  |  |  | Y | [6 empty] | 180 | 5 | 1.1 | Y | [5 empty] | Y | 1.1 | N
60947 | Tesla Inc. | 59099 | Kettering Solar 2 | CA | Los Angeles | PV1 | OP | Solar Photovoltaic | PV | IPP Non-CHP | 2 | 1 | 1 | 1 | 6 | 2014 |  |  |  | Y | [6 empty] | 180 | 15 | 1.1 | Y | [5 empty] | Y | 1.1 | N
64778 | Strata Manager, LLC | 59100 | Chauncey Farm LLC | NC | Columbus | 1 | OP | Solar Photovoltaic | PV | IPP Non-CHP | 2 | 4.9 | 4.9 | 4.9 | 6 | 2014 |  |  |  | Y | [6 empty] | 180 | 25 | 6.4 | Y | [5 empty] | N |  | N
64778 | Strata Manager, LLC | 59102 | Dragstrip Farm | NC | Burke | 1 | OP | Solar Photovoltaic | PV | IPP Non-CHP | 2 | 5 | 5 | 5 | 10 | 2014 |  |  |  | Y | [6 empty] | 180 | 20 | 6.1 |  | Y |  |  |  |  | N |  | N
58468 | Dominion Renewable Energy | 59103 | Fremont Farm LLC | NC | Wayne | 1 | OP | Solar Photovoltaic | PV | IPP Non-CHP | 2 | 5 | 5 | 5 | 11 | 2017 |  |  |  | Y | [6 empty] | 180 | 20 | 6.5 | Y | [5 empty] | N |  | N
63248 | Palmetto Power Management LLC | 59105 | Market Farm | NC | Rockingham | 1 | OP | Solar Photovoltaic | PV | IPP Non-CHP | 2 | 4.9 | 4.9 | 4.9 | 10 | 2014 |  |  |  | Y | [6 empty] | 190 | 20 | 6 | Y | [5 empty] | N |  | N
64778 | Strata Manager, LLC | 59106 | Snow Hill Solar 2 LLC | NC | Greene | 1 | OP | Solar Photovoltaic | PV | IPP Non-CHP | 2 | 2 | 2 | 2 | 5 | 2014 |  |  |  | Y | [6 empty] | 180 | 25 | 2.7 | Y | [5 empty] | N |  | N
64778 | Strata Manager, LLC | 59107 | Mount Olive Farm | NC | Wayne | 1 | OP | Solar Photovoltaic | PV | IPP Non-CHP | 2 | 5 | 5 | 5 | 12 | 2014 |  |  |  | Y | [6 empty] | 180 | 20 | 6.8 |  | Y |  |  |  |  | N |  | N
64778 | Strata Manager, LLC | 59109 | Spicewood Solar Farm LLC | NC | Moore | 1 | OP | Solar Photovoltaic | PV | IPP Non-CHP | 2 | 5 | 5 | 5 | 7 | 2014 |  |  |  | Y | [6 empty] | 180 | 20 | 6 | Y | [5 empty] | N |  | N
64778 | Strata Manager, LLC | 59110 | Springfield Solar 1 LLC | MO | Greene | 1 | OP | Solar Photovoltaic | PV | IPP Non-CHP | 2 | 4.9 | 4.9 | 4.9 | 6 | 2014 |  |  |  | Y | [6 empty] | 180 | 20 | 6.5 | Y | [5 empty] | N |  | N
64778 | Strata Manager, LLC | 59111 | West Salisbury Farm LLC | NC | Rowan | 1 | OP | Solar Photovoltaic | PV | IPP Non-CHP | 2 | 5 | 5 | 5 | 9 | 2015 |  |  |  | Y | [6 empty] | 225 | 20 | 6.4 |  | Y |  |  |  |  | N |  | N
64778 | Strata Manager, LLC | 59112 | West Siler | NC | Chatham | 1 | OP | Solar Photovoltaic | PV | IPP Non-CHP | 2 | 5 | 5 | 5 | 1 | 2017 |  |  |  | Y | [6 empty] | 179 | 20 | 6.7 | Y | N |  |  |  |  | N |  | N
64778 | Strata Manager, LLC | 59113 | Yanceyville Farm 2 LLC | NC | Caswell | 1 | OP | Solar Photovoltaic | PV | IPP Non-CHP | 2 | 5 | 5 | 5 | 4 | 2015 |  |  |  | Y | [6 empty] | 180 | 20 | 6 | Y | [5 empty] | N |  | N
64778 | Strata Manager, LLC | 59114 | Redmon Solar Farm LLC | NC | Rowan | 1 | OP | Solar Photovoltaic | PV | IPP Non-CHP | 2 | 2 | 2 | 2 | 3 | 2015 |  |  |  | Y | [6 empty] | 180 | 25 | 2.9 | Y | [5 empty] | N |  | N
64778 | Strata Manager, LLC | 59115 | Anderson Farm LLC | NC | Sampson | 1 | OP | Solar Photovoltaic | PV | IPP Non-CHP | 2 | 1.9 | 1.9 | 1.9 | 10 | 2014 |  |  |  | Y | [6 empty] | 180 | 20 | 2.8 |  | Y |  |  |  |  | N |  | N
3046 | Duke Energy Progress - (NC) | 59117 | DD Fayetteville Solar NC LLC | NC | Bladen | PV1 | OP | Solar Photovoltaic | PV | Electric Utility | 1 | 23.1 | 23.1 | 23.1 | 11 | 2015 |  |  |  | Y | [6 empty] | 180 | 20 | 29.2 | Y | [5 empty] | N |  | N
61012 | AES Distributed Energy | 59119 | Warsaw I | NC | Duplin | PV1 | OP | Solar Photovoltaic | PV | IPP Non-CHP | 2 | 2 | 2 | 2 | 12 | 2013 |  |  |  | Y | [6 empty] | 180 | 20 | 2.6 | Y | [5 empty] | N |  | N
61012 | AES Distributed Energy | 59120 | Warsaw II | NC | Duplin | PV1 | OP | Solar Photovoltaic | PV | IPP Non-CHP | 2 | 2 | 2 | 2 | 12 | 2013 |  |  |  | Y | [6 empty] | 180 | 20 | 2.6 | Y | [5 empty] | N |  | N
65164 | CleanCapital Holdings | 59121 | Acushnet-Braley Road 1 | MA | Bristol | 57449 | OP | Solar Photovoltaic | PV | IPP Non-CHP | 2 | 1.9 | 1.9 | 1.9 | 1 | 2013 |  | Y | [8 empty] | 180 | 25 | 2 | Y | [5 empty] | N |  | Y | 2
58944 | Enerparc CA 1, LLC | 59122 | Enerparc CA1 LLC | CA | San Benito | ECA11 | OP | Solar Photovoltaic | PV | IPP Non-CHP | 2 | 1.5 | 1.5 | 1.5 | 6 | 2014 |  |  |  | Y | [6 empty] | 200 | 28 | 2.2 | Y | [5 empty] | N |  | N
64778 | Strata Manager, LLC | 59123 | Moncure Farm LLC | NC | Chatham | 1 | OP | Solar Photovoltaic | PV | IPP Non-CHP | 2 | 3 | 3 | 3 | 4 | 2014 |  |  |  | Y | [6 empty] | 181.1 | 20 | 4.5 | Y | [5 empty] | N |  | N
64778 | Strata Manager, LLC | 59124 | Martin Creek Farm LLC | NC | Vance | 1 | OP | Solar Photovoltaic | PV | IPP Non-CHP | 2 | 3 | 3 | 3 | 3 | 2014 |  |  | N | Y | [6 empty] | 180 | 20 | 3.9 | Y | [5 empty] | N |  | N
64778 | Strata Manager, LLC | 59125 | Kinston | NC | Lenoir | 1 | OP | Solar Photovoltaic | PV | IPP Non-CHP | 2 | 2 | 2 | 2 | 4 | 2014 |  |  |  | Y | [6 empty] | 180 | 25 | 2.7 | Y | [5 empty] | N |  | N
64778 | Strata Manager, LLC | 59126 | Daniel Farm LLC | NC | Davie | 1 | OP | Solar Photovoltaic | PV | IPP Non-CHP | 2 | 5 | 5 | 5 | 3 | 2014 |  |  |  | Y | [6 empty] | 180 | 25 | 6 | Y | [5 empty] | N |  | N
64778 | Strata Manager, LLC | 59127 | Bailey Farm LLC | NC | Nash | 1 | OP | Solar Photovoltaic | PV | IPP Non-CHP | 2 | 5 | 5 | 5 | 11 | 2013 |  |  |  | Y | [6 empty] | 182 | 25 | 6.5 | Y | [5 empty] | N |  | N
65164 | CleanCapital Holdings | 59128 | Acushnet- High Hill | MA | Bristol | 57449 | OP | Solar Photovoltaic | PV | IPP Non-CHP | 2 | 2.8 | 3.2 | 3.2 | 3 | 2013 |  |  |  | Y | [6 empty] | 180 | 25 | 3.2 | Y | [5 empty] | N |  | Y | 3.2
65164 | CleanCapital Holdings | 59129 | CSD 2- Freedom High | CA | Contra Costa | 57449 | OP | Solar Photovoltaic | PV | IPP Non-CHP | 2 | 0.9 | 1.1 | 1.1 | 8 | 2013 |  |  |  | Y | [6 empty] | 182 | 15 | 1.1 | Y | [5 empty] | Y | 1.1 | N
65164 | CleanCapital Holdings | 59130 | CSD 2 - Heritage High | CA | Contra Costa | 57449 | OP | Solar Photovoltaic | PV | IPP Non-CHP | 2 | 1.3 | 1.3 | 1.3 | 9 | 2013 |  |  |  | Y | [6 empty] | 102 | 10 | 1.4 | Y | [5 empty] | Y | 1.4 | N
65164 | CleanCapital Holdings | 59131 | Dartmouth Landfill | MA | Bristol | 57449 | OP | Solar Photovoltaic | PV | IPP Non-CHP | 2 | 1.1 | 1.3 | 1.3 | 2 | 2013 |  |  |  | Y | [6 empty] | 180 | 25 | 1.3 | Y | [5 empty] | N |  | Y | 1.3
65164 | CleanCapital Holdings | 59132 | EAFB - North Base | CA | Kern | 57449 | OP | Solar Photovoltaic | PV | IPP Non-CHP | 2 | 1 | 1.1 | 1.1 | 2 | 2012 |  | Y |  | N | [6 empty] | 180 | 25 | 1.1 | Y | [5 empty] | Y | 1.1 | N
65164 | CleanCapital Holdings | 59133 | EAFB - South Base | CA | Kern | 57449 | OP | Solar Photovoltaic | PV | IPP Non-CHP | 2 | 1 | 1.1 | 1.1 | 2 | 2012 |  | Y | [8 empty] | 180 | 25 | 1.1 | Y | [5 empty] | Y | 1.1 | N
65164 | CleanCapital Holdings | 59134 | Easton Landfill | MA | Bristol | 57449 | OP | Solar Photovoltaic | PV | IPP Non-CHP | 2 | 1.6 | 1.9 | 1.9 | 10 | 2013 |  |  |  | Y | [6 empty] | 180 | 20 | 1.9 | Y | [5 empty] | N |  | Y | 1.9
65164 | CleanCapital Holdings | 59135 | Ludlow Landfill | MA | Hampden | 57449 | OP | Solar Photovoltaic | PV | IPP Non-CHP | 2 | 2.3 | 2.6 | 2.6 | 8 | 2013 |  |  |  | Y | [6 empty] | 180 | 25 | 2.6 | Y | [5 empty] | N |  | Y | 2.6
65164 | CleanCapital Holdings | 59136 | Methuen Landfill | MA | Essex | 57449 | OP | Solar Photovoltaic | PV | IPP Non-CHP | 2 | 1.1 | 1.3 | 1.3 | 7 | 2013 |  |  |  | Y | [6 empty] | 180 | 20 | 1.3 | Y | [5 empty] | N |  | Y | 1.3
65164 | CleanCapital Holdings | 59137 | Plymouth Site 1 | MA | Plymouth | 57449 | OP | Solar Photovoltaic | PV | IPP Non-CHP | 2 | 4 | 4 | 4 | 10 | 2013 |  |  |  | Y | [6 empty] | 180 | 25 | 5.6 | Y | [5 empty] | N |  | Y | 5.6
65164 | CleanCapital Holdings | 59138 | SDCCD - Miramar | CA | San Diego | 57449 | OP | Solar Photovoltaic | PV | IPP Non-CHP | 2 | 1 | 1.1 | 1.1 | 2 | 2011 |  |  |  | Y | [6 empty] | 180 | 7.5 | 1.1 | Y | [5 empty] | Y | 1.1 | N
65164 | CleanCapital Holdings | 59139 | SDCWA - Twin Oaks | CA | San Diego | 57449 | OP | Solar Photovoltaic | PV | IPP Non-CHP | 2 | 1 | 1.1 | 1.1 | 5 | 2011 |  |  |  | Y | [6 empty] | 180 | 20 | 1.1 | Y | [5 empty] | Y | 1.1 | N
65164 | CleanCapital Holdings | 59140 | EDF Lancaster | MA | Worcester | INV-1 | OP | Solar Photovoltaic | PV | IPP Non-CHP | 2 | 4.5 | 4.5 | 4.5 | 7 | 2014 |  |  |  | Y | [6 empty] | 183 | 22 | 5.9 | Y | [5 empty] | N |  | N
58949 | Hangar 160 LLC | 59144 | Brighton PV Solar Plant | CO | Adams | 15755 | OP | Solar Photovoltaic | PV | IPP Non-CHP | 2 | 1.8 | 1.8 | 1.8 | 12 | 2012 |  |  |  | Y | [6 empty] | 180 | 25 | 2.3 | Y | [5 empty] | N |  | N
58961 | United Therapeutics Corporation | 59146 | XPF Solar Field | NC | Durham | PV1 | OP | Solar Photovoltaic | PV | IPP Non-CHP | 2 | 3 | 3 | 3 | 12 | 2014 |  |  |  | Y | [5 empty] | N | 210 | 15 | 3.9 | Y |  |  |  |  | Y | N |  | N
61060 | Cypress Creek Renewables | 59148 | Green Farm | NC | Martin | GREEN | OP | Solar Photovoltaic | PV | IPP Non-CHP | 2 | 5 | 5 | 5 | 1 | 2016 |  |  |  | Y | [6 empty] | 180 | 20 | 7 | Y | [5 empty] | N |  | N
61060 | Cypress Creek Renewables | 59149 | Simons Farm | NC | Hertford | SIMON | OP | Solar Photovoltaic | PV | IPP Non-CHP | 2 | 5 | 5 | 5 | 1 | 2016 |  |  |  | Y | [6 empty] | 180 | 20 | 7 | Y | [5 empty] | N |  | N
61944 | MN8 Energy LLC | 59150 | RE Mustang LLC | CA | Kings | PV1 | OP | Solar Photovoltaic | PV | IPP Non-CHP | 2 | 100 | 100 | 100 | 8 | 2016 |  | Y | [8 empty] | 0 | 0 | 134.4 | Y | [5 empty] | N |  | N
58970 | Ecoplexus, Inc | 59152 | Thornton PV1 | NC | Greene | THOR1 | OP | Solar Photovoltaic | PV | IPP Non-CHP | 2 | 5 | 5 | 5 | 12 | 2015 |  |  |  | Y | [6 empty] | 190 | 20 | 6.5 | Y | [5 empty] | N |  | N
58970 | Ecoplexus, Inc | 59153 | Watson Seed Farm PV1 | NC | Nash | WAT1 | OP | Solar Photovoltaic | PV | IPP Non-CHP | 2 | 20 | 20 | 20 | 12 | 2015 |  |  |  | Y | [6 empty] | 190 | 20 | 25 | Y |  |  | Y |  |  | N |  | N
58970 | Ecoplexus, Inc | 59154 | Bradley PV1 | NC | Hertford | BRAD1 | OP | Solar Photovoltaic | PV | IPP Non-CHP | 2 | 5 | 5 | 5 | 12 | 2015 |  |  |  | Y | [6 empty] | 190 | 20 | 6.5 |  |  |  | Y |  |  | N |  | N
65411 | Duke Energy Renewables Services | 59155 | Shawboro PV1 | NC | Currituck | SHAW1 | OP | Solar Photovoltaic | PV | IPP Non-CHP | 2 | 20 | 20 | 20 | 10 | 2015 |  |  |  | Y | [6 empty] | 180 | 25 | 29.5 | Y | [5 empty] | N |  | N
58970 | Ecoplexus, Inc | 59156 | Carter PV1 | NC | Cumberland | CTR1 | OP | Solar Photovoltaic | PV | IPP Non-CHP | 2 | 5 | 5 | 5 | 12 | 2014 |  |  |  | Y | [6 empty] | 180 | 20 | 7 |  | Y |  |  |  |  | N |  | N
58970 | Ecoplexus, Inc | 59157 | Pecan PV1 | NC | Richmond | PEC1 | OP | Solar Photovoltaic | PV | IPP Non-CHP | 2 | 5 | 5 | 5 | 12 | 2014 |  |  |  | Y | [6 empty] | 180 | 20 | 7 |  | Y |  |  |  |  | N |  | N
58970 | Ecoplexus, Inc | 59158 | Langley PV1 | NC | Wilson | LNG1 | OP | Solar Photovoltaic | PV | IPP Non-CHP | 2 | 5 | 5 | 5 | 12 | 2014 |  |  |  | Y | [6 empty] | 180 | 20 | 7 |  | Y |  |  |  |  | N |  | N
59462 | Heelstone Energy Holdings, LLC | 59162 | Mariposa Solar Center LLC | NC | Gaston | MSC 1 | OP | Solar Photovoltaic | PV | IPP Non-CHP | 2 | 5 | 5 | 5 | 9 | 2016 |  |  |  | Y | [6 empty] | 180 | 25 | 6.4 | Y | [5 empty] | N |  | N
61119 | SRE Utility Solar 1, LLC | 59163 | Highland Solar Center LLC | NC | Lenoir | HSC 1 | OP | Solar Photovoltaic | PV | IPP Non-CHP | 2 | 5 | 5 | 5 | 12 | 2015 |  |  |  | Y | [6 empty] | 180 | 25 | 6.4 | Y | [5 empty] | N |  | N
3046 | Duke Energy Progress - (NC) | 59164 | Elm City Solar Facility | NC | Wilson | NSC 1 | OP | Solar Photovoltaic | PV | Electric Utility | 1 | 40 | 40 | 40 | 3 | 2016 |  |  |  | Y | [6 empty] | 180 | 25 | 53.6 |  | Y |  |  |  |  | N |  | N
58977 | Bridgeport Disposal LLC | 59166 | Bridgeport Disposal Solar Farm | NJ | Gloucester | BRIDG | OP | Solar Photovoltaic | PV | Commercial Non-CHP | 4 | 1.2 | 1.2 | 1.2 | 4 | 2011 |  |  |  | Y | [6 empty] | 180 | 20 | 1.5 | Y | [5 empty] | Y | 1.2 | N
58976 | PsomasFMG Lancaster Solar Crest, LLC | 59167 | Lancaster Solar 1 | CA | Los Angeles | LS1 | OP | Solar Photovoltaic | PV | IPP Non-CHP | 2 | 1.5 | 1.5 | 1.5 | 11 | 2014 |  |  |  | Y | [6 empty] | 270 | 22 | 1.8 | Y | [5 empty] | N |  | N
61230 | Arevon Energy, Inc. | 59168 | Avalon Solar | AZ | Pima | AS | OP | Solar Photovoltaic | PV | IPP Non-CHP | 2 | 29 | 29 | 29 | 12 | 2014 |  | Y | [8 empty] | 90 |  | 35 | Y | [5 empty] | N |  | N
58976 | PsomasFMG Lancaster Solar Crest, LLC | 59169 | Lancaster Solar 2 | CA | Los Angeles | LS2 | OP | Solar Photovoltaic | PV | IPP Non-CHP | 2 | 1.5 | 1.5 | 1.5 | 11 | 2014 |  | Y | [8 empty] | 270 | 22 | 1.8 | Y | [5 empty] | N |  | N
64778 | Strata Manager, LLC | 59170 | Jakana Solar | NC | Martin | 5MWPV | OP | Solar Photovoltaic | PV | IPP Non-CHP | 2 | 5 | 5 | 5 | 11 | 2014 |  |  |  | Y | [6 empty] | 180 | 20 | 6.7 |  | Y |  |  |  |  | N |  | N
64778 | Strata Manager, LLC | 59171 | Windsor Solar | NC | Bertie | 5MWPV | OP | Solar Photovoltaic | PV | IPP Non-CHP | 2 | 5 | 5 | 5 | 12 | 2014 |  |  |  | Y | [6 empty] | 180 | 20 | 6.7 |  | Y |  |  |  |  | N |  | N
58985 | Marion Solar LLC | 59172 | Belmont | IN | Marion | PV1 | OP | Solar Photovoltaic | PV | IPP Non-CHP | 2 | 3.8 | 3.8 | 3.8 | 11 | 2015 |  |  |  | Y | [6 empty] | 180 | 18 | 5.2 | Y | [5 empty] | N |  | N
64778 | Strata Manager, LLC | 59173 | Bethel Solar | NC | Pitt | 5MWPV | OP | Solar Photovoltaic | PV | IPP Non-CHP | 2 | 5 | 5 | 5 | 12 | 2015 |  |  |  | Y | [6 empty] | 180 | 20 | 5.7 | Y | [5 empty] | N |  | N
64778 | Strata Manager, LLC | 59174 | Lewiston Solar | NC | Bertie | 5MWPV | OP | Solar Photovoltaic | PV | IPP Non-CHP | 2 | 5 | 5 | 5 | 12 | 2014 |  |  |  | Y | [6 empty] | 180 | 20 | 6.7 |  | Y |  |  |  |  | N |  | N
65411 | Duke Energy Renewables Services | 59175 | Woodland Solar | NC | Northampton | 5MWPV | OP | Solar Photovoltaic | PV | IPP Non-CHP | 2 | 5 | 5 | 5 | 4 | 2016 |  |  |  | Y | [6 empty] | 180 | 25 | 7 | Y | [5 empty] | N |  | N
64778 | Strata Manager, LLC | 59176 | Williamston Solar | NC | Martin | 5MWPV | OP | Solar Photovoltaic | PV | IPP Non-CHP | 2 | 5 | 5 | 5 | 12 | 2014 |  |  |  | Y | [6 empty] | 180 | 20 | 6.7 |  | Y |  |  |  |  | N |  | N
65411 | Duke Energy Renewables Services | 59177 | Winton Solar | NC | Hertford | 5MWPV | OP | Solar Photovoltaic | PV | IPP Non-CHP | 2 | 5 | 5 | 5 | 2 | 2016 |  |  |  | Y | [6 empty] | 180 | 25 | 7 | Y | [5 empty] | N |  | N
58440 | CD US Solar MT 2 LLC | 59178 | Franklin 1 | MA | Norfolk | KRS04 | OP | Solar Photovoltaic | PV | IPP Non-CHP | 2 | 3 | 3 | 3 | 11 | 2013 |  |  |  | Y | [6 empty] | 180 | 25 | 3.6 | Y | [5 empty] | N |  | Y | 3
58440 | CD US Solar MT 2 LLC | 59179 | Franklin 2 | MA | Norfolk | KRS05 | OP | Solar Photovoltaic | PV | IPP Non-CHP | 2 | 4 | 4 | 4 | 12 | 2013 |  |  |  | Y | [6 empty] | 180 | 25 | 4.8 | Y | [5 empty] | N |  | Y | 4
58985 | Marion Solar LLC | 59180 | Marion Solar LNG | IN | Marion | PV1 | OP | Solar Photovoltaic | PV | IPP Non-CHP | 2 | 1.5 | 1.5 | 1.5 | 10 | 2015 |  |  |  | Y | [6 empty] | 180 | 18 | 1.9 | Y | [5 empty] | N |  | N
59139 | SunEdison LLC | 59182 | Hesperia | CA | San Bernardino | 10-94 | OP | Solar Photovoltaic | PV | IPP Non-CHP | 2 | 1.5 | 1.5 | 1.5 | 8 | 2014 |  |  |  | Y | [6 empty] | 180 | 20 | 1.7 | Y | [5 empty] | N |  | N
60453 | Onward Energy | 59183 | CID Solar, LLC | CA | Kings | PV1 | OP | Solar Photovoltaic | PV | IPP Non-CHP | 2 | 20 | 20 | 20 | 12 | 2014 |  | Y | [8 empty] | 180 | 45 | 27.2 |  | Y |  |  | N |  | N |  | N
60453 | Onward Energy | 59184 | Mulberry Farm LLC | TN | McNairy | PV1 | OP | Solar Photovoltaic | PV | IPP Non-CHP | 2 | 15.8 | 15.8 | 15.8 | 12 | 2014 |  |  |  | Y | [6 empty] | 180 | 25 | 20 | Y | N |  |  |  | N | N |  | N
56990 | NJR Clean Energy Ventures Corporation | 59185 | Jacobstown | NJ | Burlington | PV1 | OP | Solar Photovoltaic | PV | IPP Non-CHP | 2 | 5 | 5 | 5 | 9 | 2014 |  |  |  | Y | [6 empty] | 180 | 20 | 6.1 | Y | [5 empty] | N |  | N
56990 | NJR Clean Energy Ventures Corporation | 59186 | West Pemberton | NJ | Burlington | PV1 | OP | Solar Photovoltaic | PV | IPP Non-CHP | 2 | 7 | 7 | 7 | 7 | 2014 |  |  |  | Y | [6 empty] | 180 | 20 | 9.2 | Y | [5 empty] | N |  | N
60453 | Onward Energy | 59188 | Selmer Farm LLC | TN | McNairy | PV1 | OP | Solar Photovoltaic | PV | IPP Non-CHP | 2 | 15.8 | 15.8 | 15.8 | 10 | 2014 |  |  |  | Y | [6 empty] | 180 | 25 | 20 | Y | N |  |  |  | N | N |  | N
64778 | Strata Manager, LLC | 59189 | East Wayne Solar LLC | NC | Wayne | 1 | OP | Solar Photovoltaic | PV | IPP Non-CHP | 2 | 2 | 2 | 2 | 3 | 2014 |  |  |  | Y | [6 empty] | 180 | 20 | 2.7 | Y | [5 empty] | N |  | N
64778 | Strata Manager, LLC | 59190 | Vickers | NC | Chatham | 1 | OP | Solar Photovoltaic | PV | IPP Non-CHP | 2 | 2 | 2 | 2 | 8 | 2014 |  |  |  | Y | [6 empty] | 180 | 20 | 2.7 | Y | [5 empty] | N |  | N
64778 | Strata Manager, LLC | 59191 | Soluga Farms 1 | NC | Sampson | 1 | OP | Solar Photovoltaic | PV | IPP Non-CHP | 2 | 5 | 5 | 5 | 6 | 2014 |  |  |  | Y | [6 empty] | 180 | 20 | 6.4 | Y | [5 empty] | N |  | N
64778 | Strata Manager, LLC | 59192 | Soluga Farms 2 LLC | NC | Bladen | 1 | OP | Solar Photovoltaic | PV | IPP Non-CHP | 2 | 5 | 5 | 5 | 9 | 2014 |  |  |  | Y | [6 empty] | 183 | 20 | 6.4 | Y | [5 empty] | N |  | N
60025 | Greenbacker Renewable Energy Corporation | 59198 | Sterling PV 3 | CO | Logan | STER3 | OP | Solar Photovoltaic | PV | IPP Non-CHP | 2 | 1.6 | 1.6 | 1.6 | 12 | 2014 |  | Y | [8 empty] | 0 | 0 | 2 | Y | [5 empty] | N |  | N
60025 | Greenbacker Renewable Energy Corporation | 59199 | Mesa PV1 | CO | Mesa | MESA1 | OP | Solar Photovoltaic | PV | IPP Non-CHP | 2 | 1.6 | 1.6 | 1.6 | 12 | 2014 |  | Y |  | N | [6 empty] | 135 |  | 2 | Y | [5 empty] | N |  | N
61230 | Arevon Energy, Inc. | 59203 | Farmersville | CA | Tulare | PV1 | OP | Solar Photovoltaic | PV | IPP Non-CHP | 2 | 1.5 | 1.5 | 1.5 | 7 | 2014 |  |  |  | Y | [6 empty] | 180 | 20 | 1.8 | Y | [5 empty] | N |  | N
61230 | Arevon Energy, Inc. | 59203 | Farmersville | CA | Tulare | PV2 | OP | Solar Photovoltaic | PV | IPP Non-CHP | 2 | 1.5 | 1.5 | 1.5 | 7 | 2014 |  |  |  | Y | [6 empty] | 180 | 20 | 1.8 | Y | [5 empty] | N |  | N
61230 | Arevon Energy, Inc. | 59203 | Farmersville | CA | Tulare | PV3 | OP | Solar Photovoltaic | PV | IPP Non-CHP | 2 | 1.5 | 1.5 | 1.5 | 7 | 2014 |  |  |  | Y | [6 empty] | 180 | 20 | 1.8 | Y | [5 empty] | N |  | N
56769 | Consolidated Edison Development Inc. | 59204 | OCI Alamo 3 LLC | TX | Bexar | OCIA3 | OP | Solar Photovoltaic | PV | IPP Non-CHP | 2 | 5.5 | 5.5 | 5.5 | 1 | 2015 |  |  | Y | [9 empty] | 6.7 | Y | [5 empty] | N |  | N
56769 | Consolidated Edison Development Inc. | 59205 | OCI Alamo 5 LLC | TX | Uvalde | OCIA5 | OP | Solar Photovoltaic | PV | IPP Non-CHP | 2 | 100 | 100 | 100 | 12 | 2015 |  |  | Y | [9 empty] | 127.7 | Y | [5 empty] | N |  | N
59359 | BHE Renewables, LLC | 59206 | Alamo 6 | TX | Pecos | OCIA6 | OP | Solar Photovoltaic | PV | IPP Non-CHP | 2 | 105 | 116 | 116 | 3 | 2017 |  |  | Y | [9 empty] | 139.1 | Y | [5 empty] | N |  | N
56769 | Consolidated Edison Development Inc. | 59207 | OCI Alamo 7 LLC | TX | Haskell | OCIA7 | OP | Solar Photovoltaic | PV | IPP Non-CHP | 2 | 100 | 100 | 100 | 8 | 2016 |  |  | Y | [9 empty] | 127.7 | Y | [5 empty] | N |  | N
58468 | Dominion Renewable Energy | 59213 | Clipperton Holdings LLC | NC | Sampson | PV1 | OP | Solar Photovoltaic | PV | IPP Non-CHP | 2 | 5 | 5 | 5 | 11 | 2017 |  | Y | [8 empty] | 180 | 52 | 6.5 |  | Y |  |  |  |  | N |  | N
59462 | Heelstone Energy Holdings, LLC | 59217 | Tiburon Holdings | NC | Davie | PV1 | OP | Solar Photovoltaic | PV | IPP Non-CHP | 2 | 5 | 5 | 5 | 12 | 2016 |  |  |  | Y | [6 empty] | 180 | 20 | 6.6 | Y | [5 empty] | N |  | N
61230 | Arevon Energy, Inc. | 59219 | Porterville 6 and 7 | CA | Tulare | PV1 | OP | Solar Photovoltaic | PV | IPP Non-CHP | 2 | 1.5 | 1.5 | 1.5 | 7 | 2014 |  |  |  | Y | [6 empty] | 180 | 20 | 1.8 | Y | [5 empty] | N |  | N
61230 | Arevon Energy, Inc. | 59219 | Porterville 6 and 7 | CA | Tulare | PV2 | OP | Solar Photovoltaic | PV | IPP Non-CHP | 2 | 1.5 | 1.5 | 1.5 | 7 | 2014 |  |  |  | Y | [6 empty] | 180 | 20 | 1.8 | Y | [5 empty] | N |  | N
59041 | Lone Valley Solar Park II LLC | 59237 | Lone Valley Solar Park II LLC | CA | San Bernardino | CPII | OP | Solar Photovoltaic | PV | IPP Non-CHP | 2 | 20 | 20 | 20 | 12 | 2014 |  | Y | N | [7 empty] | 90 | 50 | 24.8 | Y | [5 empty] | N |  | N
59045 | Eagle Springs Solar LLC | 59239 | Eagle Springs Solar LLC | CO | Garfield | ESS01 | OP | Solar Photovoltaic | PV | IPP Non-CHP | 2 | 1 | 1 | 0.8 | 8 | 2013 |  | Y |  | Y | N | [5 empty] | 180 | 16 | 1.1 | Y | [5 empty] | N |  | N
58801 | Integrys MA Solar, LLC | 59241 | Brockelman | MA | Worcester | BROCK | OP | Solar Photovoltaic | PV | IPP Non-CHP | 2 | 3 | 3 | 3 | 11 | 2013 |  |  |  | Y | [6 empty] | 180 | 25 | 4 | Y | [5 empty] | N |  | Y | 3
58801 | Integrys MA Solar, LLC | 59242 | Beverly | MA | Essex | BVRLY | OP | Solar Photovoltaic | PV | IPP Non-CHP | 2 | 2 | 2 | 2 | 5 | 2014 |  |  |  | Y | [6 empty] | 180 | 20 | 2.7 | Y | [5 empty] | N |  | Y | 2
59063 | Camden Solar Center, LLC | 59248 | CCMUA | NJ | Camden | CCMUA | OP | Solar Photovoltaic | PV | IPP Non-CHP | 2 | 1.5 | 1.5 | 1.5 | 6 | 2012 |  |  |  | Y | [6 empty] | 180 | 20 | 1.8 | Y | [5 empty] | N |  | N
65411 | Duke Energy Renewables Services | 59249 | Rio Bravo Solar 1 LLC | CA | Kern | PV1 | OP | Solar Photovoltaic | PV | IPP Non-CHP | 2 | 20 | 19.5 | 14.1 | 12 | 2016 |  | Y | [8 empty] | 180 |  | 26 | Y | [5 empty] | N |  | N
65411 | Duke Energy Renewables Services | 59250 | Rio Bravo Solar II LLC | CA | Kern | PV1 | OP | Solar Photovoltaic | PV | IPP Non-CHP | 2 | 20 | 19.5 | 14.1 | 12 | 2016 |  | Y | [8 empty] | 180 |  | 26 | Y | [5 empty] | N |  | N
65411 | Duke Energy Renewables Services | 59251 | Caprock Solar 1 LLC | NM | Quay | PV1 | OP | Solar Photovoltaic | PV | IPP Non-CHP | 2 | 25 | 24.4 | 18.8 | 12 | 2016 |  | Y | [8 empty] | 180 |  | 32 | Y | [5 empty] | N |  | N
65411 | Duke Energy Renewables Services | 59253 | Wildwood Solar II | CA | Kern | PV1 | OP | Solar Photovoltaic | PV | IPP Non-CHP | 2 | 15 | 14.7 | 11.2 | 1 | 2017 |  | Y | [8 empty] | 180 |  | 21 | Y | [5 empty] | N |  | N
61012 | AES Distributed Energy | 59262 | Lancaster Little Rock | CA | Los Angeles | LLRC | OP | Solar Photovoltaic | PV | IPP Non-CHP | 2 | 5 | 5 | 5 | 12 | 2014 |  |  |  | Y | [6 empty] | 180 | 25 | 7 |  | Y |  |  |  |  | N |  | N
59089 | Merced Solar LLC | 59265 | Merced Solar LLC | CA | Merced | PV8 | OP | Solar Photovoltaic | PV | IPP Non-CHP | 2 | 1.5 | 1.5 | 1.5 | 12 | 2014 |  | Y |  | N | [6 empty] | 180 | 25 | 1.9 | Y | [5 empty] | N |  | N
59090 | Mission Solar LLC | 59267 | Mission Solar LLC | CA | Merced | PV9 | OP | Solar Photovoltaic | PV | IPP Non-CHP | 2 | 1.5 | 1.5 | 1.5 | 12 | 2014 |  | Y |  | N | [6 empty] | 180 | 25 | 1.9 | Y | [5 empty] | N |  | N
59091 | Hollister Solar LLC | 59268 | Hollister Solar LLC | CA | San Benito | PV10 | OP | Solar Photovoltaic | PV | IPP Non-CHP | 2 | 1.5 | 1.5 | 1.5 | 12 | 2014 |  | Y | [8 empty] | 180 | 25 | 1.9 | Y | [5 empty] | N |  | N
61012 | AES Distributed Energy | 59269 | Victor Mesa Linda B2 | CA | San Bernardino | VMLB2 | OP | Solar Photovoltaic | PV | IPP Non-CHP | 2 | 1.5 | 1.6 | 1.5 | 11 | 2014 |  |  |  | Y | [6 empty] | 180 | 20 | 2.1 | Y | [5 empty] | N |  | N
61012 | AES Distributed Energy | 59270 | Victor Mesa Linda C2 | CA | San Bernardino | VMLC2 | OP | Solar Photovoltaic | PV | IPP Non-CHP | 2 | 1.5 | 1.6 | 1.5 | 11 | 2014 |  |  |  | Y | [6 empty] | 180 | 20 | 2.1 | Y | [5 empty] | N |  | N
61012 | AES Distributed Energy | 59271 | Victor Mesa Linda D2 | CA | San Bernardino | VMLD2 | OP | Solar Photovoltaic | PV | IPP Non-CHP | 2 | 1.5 | 1.6 | 1.5 | 11 | 2014 |  |  |  | Y | [6 empty] | 180 | 20 | 2.1 | Y | [5 empty] | N |  | N
61012 | AES Distributed Energy | 59272 | Victor Mesa Linda E2 | CA | San Bernardino | VMLE2 | OP | Solar Photovoltaic | PV | IPP Non-CHP | 2 | 1.5 | 1.6 | 1.5 | 11 | 2014 |  |  |  | Y | [6 empty] | 180 | 20 | 2.1 | Y | [5 empty] | N |  | N
61012 | AES Distributed Energy | 59273 | SEPV Palmdale East | CA | Los Angeles | PALME | OP | Solar Photovoltaic | PV | IPP Non-CHP | 2 | 10 | 9 | 9 | 8 | 2015 |  | Y |  | N | [6 empty] | 90 |  | 11.5 | Y | [5 empty] | N |  | N
61012 | AES Distributed Energy | 59274 | Sutter Greenworks LLC | NY | Suffolk | SUTTG | OP | Solar Photovoltaic | PV | IPP Non-CHP | 2 | 5 | 4 | 4 | 10 | 2015 |  |  |  | Y | [6 empty] | 180 | 25 | 7.2 | Y | [5 empty] | N |  | N
61012 | AES Distributed Energy | 59275 | Sterlington Greenworks LLC | NY | Suffolk | STERG | OP | Solar Photovoltaic | PV | IPP Non-CHP | 2 | 1.3 | 1 | 1 | 10 | 2015 |  |  |  | Y | [6 empty] | 180 | 25 | 1.8 | Y | [5 empty] | N |  | N
61012 | AES Distributed Energy | 59276 | Leavenworth Greenworks LLC | NY | Suffolk | LEAVG | OP | Solar Photovoltaic | PV | IPP Non-CHP | 2 | 9.5 | 9.5 | 9.3 | 6 | 2016 |  |  |  | Y | [6 empty] | 180 | 25 | 14.3 | Y | [5 empty] | N |  | N
56990 | NJR Clean Energy Ventures Corporation | 59277 | Medford WWTP | NJ | Burlington | MED1 | OP | Solar Photovoltaic | PV | IPP Non-CHP | 2 | 1.3 | 1.3 | 1.3 | 8 | 2013 |  |  |  | Y | [6 empty] | 170 | 25 | 1.5 | Y | [5 empty] | Y | 1.5 | N
56990 | NJR Clean Energy Ventures Corporation | 59278 | Reeves South | NJ | Burlington | REEV1 | OP | Solar Photovoltaic | PV | IPP Non-CHP | 2 | 1 | 1 | 1 | 12 | 2013 |  |  |  | Y | [6 empty] | 180 | 25 | 1.4 | Y | [5 empty] | N |  | N
58540 | California PV Energy LLC | 59283 | California PV Energy at ISD WWTP | CA | Contra Costa | W4236 | OP | Solar Photovoltaic | PV | IPP Non-CHP | 2 | 1 | 1 | 1 | 8 | 2014 |  |  |  | Y | [6 empty] | 168 | 30 | 1.2 | Y | [5 empty] | Y | 1.2 | N
59098 | Northwest Ohio Wind, LLC | 59296 | Northwest Ohio Wind | OH | Paulding | NWO-S | OP | Solar Photovoltaic | PV | IPP Non-CHP | 2 | 4 | 4 | 4 | 3 | 2021 |  |  |  | Y | [6 empty] | 1 | 25 | 4.5 | Y | [5 empty] | N |  | N
59100 | Sunlight General Solar Fund II, LLC | 59297 | Carrier Clinic | NJ | Somerset | CARRI | OP | Solar Photovoltaic | PV | IPP Non-CHP | 2 | 1.5 | 1.5 | 1.5 | 10 | 2009 |  |  |  | Y | [6 empty] | 173 | 25 | 1.8 | N | Y |  |  |  |  | Y | 1.8 | N
61230 | Arevon Energy, Inc. | 59300 | Hanford 1 and 2 | CA | Kings | HAN1 | OP | Solar Photovoltaic | PV | IPP Non-CHP | 2 | 1.5 | 1.5 | 1.5 | 8 | 2014 |  |  |  | Y | [6 empty] | 180 | 20 | 1.8 | Y | [5 empty] | N |  | N
61230 | Arevon Energy, Inc. | 59300 | Hanford 1 and 2 | CA | Kings | HAN2 | OP | Solar Photovoltaic | PV | IPP Non-CHP | 2 | 1.5 | 1.5 | 1.5 | 8 | 2014 |  |  |  | Y | [6 empty] | 180 | 20 | 1.8 | Y | [5 empty] | N |  | N
60865 | CD Global Solar Holdings, LLC | 59308 | Beacon Solar Plant Site 5 | CA | Kern | BEAC5 | OP | Solar Photovoltaic | PV | IPP Non-CHP | 2 | 37.8 | 37.8 | 37.8 | 12 | 2017 |  | Y | N | [7 empty] | 180 | 60 | 48.2 | Y | [5 empty] | N |  | N
60865 | CD Global Solar Holdings, LLC | 59309 | Beacon Solar Plant Site 2 | CA | Kern | BEAC2 | OP | Solar Photovoltaic | PV | IPP Non-CHP | 2 | 47.3 | 47.3 | 47.3 | 12 | 2017 |  | Y | [8 empty] | 180 | 60 | 59.6 | Y | [5 empty] | N |  | N
61012 | AES Distributed Energy | 59315 | Hecate Energy Beacon Solar 1 | CA | Kern | BEAC1 | OP | Solar Photovoltaic | PV | IPP Non-CHP | 2 | 56 | 51 | 50 | 4 | 2017 |  | Y | [8 empty] | 90 |  | 63.9 | Y | [5 empty] | N |  | N
61012 | AES Distributed Energy | 59316 | Hecate Energy Beacon Solar 3 | CA | Kern | BEAC3 | OP | Solar Photovoltaic | PV | IPP Non-CHP | 2 | 56 | 51 | 50 | 12 | 2016 |  | Y |  | N | [5 empty] | N | 90 |  | 62.9 | Y | [5 empty] | N |  | N
61012 | AES Distributed Energy | 59317 | Hecate Energy Beacon Solar 4 | CA | Kern | BEAC4 | OP | Solar Photovoltaic | PV | IPP Non-CHP | 2 | 50 | 47 | 45 | 12 | 2016 |  | Y | [8 empty] | 90 |  | 56.5 | Y | [5 empty] | N |  | N
56990 | NJR Clean Energy Ventures Corporation | 59318 | North Run | NJ | Burlington | NRUN1 | OP | Solar Photovoltaic | PV | IPP Non-CHP | 2 | 5 | 5 | 5 | 1 | 2015 |  |  |  | Y | [6 empty] | 180 | 15 | 6.3 | Y | [5 empty] | N |  | N
56990 | NJR Clean Energy Ventures Corporation | 59319 | Rock Solid | NJ | Monmouth | ROCK1 | OP | Solar Photovoltaic | PV | IPP Non-CHP | 2 | 8 | 8 | 8 | 11 | 2014 |  |  |  | Y | [6 empty] | 180 | 20 | 9.9 | Y | [5 empty] | N |  | N
65411 | Duke Energy Renewables Services | 59322 | Pumpjack Solar I | CA | Kern | GEN1 | OP | Solar Photovoltaic | PV | IPP Non-CHP | 2 | 20 | 20 | 20 | 1 | 2015 |  | Y | [8 empty] | 180 |  | 26 | Y | [5 empty] | N |  | N
63249 | Terraform Arcadia | 59323 | Sacramento (SMUD) | CA | Sacramento | SMUPV | OP | Solar Photovoltaic | PV | IPP Non-CHP | 2 | 1.5 | 1.5 | 1.5 | 8 | 2014 |  | N |  | Y | [6 empty] | 123 | 10 | 1.5 | Y | [5 empty] | N |  | N
59122 | The Medical Center Company | 59324 | MCCo Solar Generating Facility | OH | Cuyahoga | MCCO1 | OP | Solar Photovoltaic | PV | IPP Non-CHP | 2 | 1 | 0.9 | 0.6 | 11 | 2014 |  |  |  | Y | N |  |  |  |  | N | 190 | 25 | 1 | Y |  |  | N | N | Y | N |  | N
59125 | Marlboro Mushroom | 59327 | Marlboro Mushrooms Solar Field | PA | Chester | GEN1 | OP | Solar Photovoltaic | PV | Industrial Non-CHP | 6 | 1 | 1 | 0.3 | 11 | 2011 |  | Y | [8 empty] | 0 | 0 | 1.7 | Y | [5 empty] | N |  | N
63233 | USF Surry, LLC | 59333 | Faison Solar | NC | Duplin | FAIS1 | OP | Solar Photovoltaic | PV | IPP Non-CHP | 2 | 2 | 2 | 2 | 7 | 2015 |  |  |  | Y | [6 empty] | 180 | 25 | 2.2 | Y | [5 empty] | N |  | N
60453 | Onward Energy | 59334 | Catalina Solar 2, LLC | CA | Kern | INV-1 | OP | Solar Photovoltaic | PV | IPP Non-CHP | 2 | 18 | 18 | 18 | 8 | 2015 |  | Y | [8 empty] | 180 | 45 | 24.3 | Y | [5 empty] | N |  | N
61119 | SRE Utility Solar 1, LLC | 59337 | Harrell's Hill Solar Center LLC | NC | Wayne | HHS1 | OP | Solar Photovoltaic | PV | IPP Non-CHP | 2 | 5 | 5 | 5 | 12 | 2015 |  |  |  | Y | [6 empty] | 180 | 25 | 6.4 | Y | [5 empty] | N |  | N
61230 | Arevon Energy, Inc. | 59339 | Quinto Solar PV Project | CA | Merced | SSC13 | OP | Solar Photovoltaic | PV | IPP Non-CHP | 2 | 108 | 105.1 | 76.8 | 11 | 2015 |  | Y | [8 empty] | 0 | 0 | 135.3 | Y | [5 empty] | N |  | N
60281 | Altus Power America Management, LLC | 59358 | Devens | MA | Middlesex | MA2 | OP | Solar Photovoltaic | PV | IPP Non-CHP | 2 | 3 | 2 | 1 | 6 | 2014 |  |  |  | Y | [6 empty] | 180 | 25 | 3.7 | Y | [5 empty] | N |  | N
59139 | SunEdison LLC | 59359 | SCE-Snowline-Duncan Road (North) | CA | San Bernardino | 10400 | OP | Solar Photovoltaic | PV | IPP Non-CHP | 2 | 1.5 | 1.5 | 1.5 | 10 | 2014 |  | Y | [8 empty] | 0 | 0 | 1.6 | Y | [5 empty] | N |  | N
59139 | SunEdison LLC | 59360 | SCE-Snowline-Duncan Road (South) | CA | San Bernardino | 11113 | OP | Solar Photovoltaic | PV | IPP Non-CHP | 2 | 1 | 1 | 1 | 10 | 2014 |  | Y | [8 empty] | 0 | 0 | 1.1 | Y | [5 empty] | N |  | N
65432 | CVI CleanCapital Solar 1 LLC | 59361 | Browne Solar LLC | MA | Hampden | PV1 | OP | Solar Photovoltaic | PV | IPP Non-CHP | 2 | 1 | 1 | 1 | 4 | 2014 |  |  |  | Y | [6 empty] | 180 | 30 | 1.4 | Y | [5 empty] | N |  | Y | 1.4
65432 | CVI CleanCapital Solar 1 LLC | 59362 | Indian Hill Solar LLC | MA | Hampden | PV1 | OP | Solar Photovoltaic | PV | IPP Non-CHP | 2 | 1 | 1 | 1 | 4 | 2014 |  |  |  | Y | [6 empty] | 180 | 30 | 1.4 | Y | [5 empty] | N |  | Y | 1.4
65432 | CVI CleanCapital Solar 1 LLC | 59363 | State Street Solar LLC | MA | Hampden | PV1 | OP | Solar Photovoltaic | PV | IPP Non-CHP | 2 | 1 | 1 | 1 | 4 | 2014 |  |  |  | Y | [6 empty] | 180 | 30 | 1.4 | Y | [5 empty] | N |  | Y | 1.4
58258 | SunRay Power LLC | 59364 | Plainfield One Solar LLC | NJ | Somerset | PV1 | OP | Solar Photovoltaic | PV | IPP Non-CHP | 2 | 1.3 | 1.3 | 1.3 | 12 | 2011 |  |  |  | Y | [6 empty] | 180 | 10 | 1.3 | Y | [5 empty] | N |  | N
60281 | Altus Power America Management, LLC | 59365 | 24 Applegate Solar LLC | NJ | Mercer | PV1 | OP | Solar Photovoltaic | PV | IPP Non-CHP | 2 | 2.6 | 2.6 | 2.6 | 6 | 2014 |  |  |  | Y | [6 empty] | 180 | 10 | 3.4 | Y | [5 empty] | N |  | N
62629 | G&S Operations LLC | 59366 | G&S Wantage Solar LLC | NJ | Sussex | PV1 | OP | Solar Photovoltaic | PV | IPP Non-CHP | 2 | 8.5 | 8.5 | 8.5 | 1 | 2014 |  |  |  | Y | [6 empty] | 180 | 10 | 9.4 | Y | [5 empty] | N |  | Y | 8.5
58258 | SunRay Power LLC | 59367 | Engelhard Solar LLC | NJ | Middlesex | PV1 | OP | Solar Photovoltaic | PV | IPP Non-CHP | 2 | 0.8 | 0.8 | 0.8 | 12 | 2012 |  |  |  | Y | [6 empty] | 180 | 10 | 1.1 | Y | [5 empty] | N |  | Y | 1.1
58258 | SunRay Power LLC | 59368 | Westborough Solar LLC | MA | Worcester | PV1 | OP | Solar Photovoltaic | PV | IPP Non-CHP | 2 | 1.8 | 1.8 | 1.8 | 4 | 2014 |  |  |  | Y | [6 empty] | 180 | 10 | 2.1 | Y |  |  |  |  | N | N |  | Y | 2.1
62629 | G&S Operations LLC | 59370 | 4 Applegate Solar LLC | NJ | Mercer | PV1 | OP | Solar Photovoltaic | PV | IPP Non-CHP | 2 | 1.4 | 1.8 | 1.8 | 4 | 2012 |  |  |  | Y | [6 empty] | 180 | 10 | 1.8 | Y | [5 empty] | N |  | Y | 1.8
62629 | G&S Operations LLC | 59371 | 12 Applegate Solar LLC | NJ | Mercer | PV1 | OP | Solar Photovoltaic | PV | IPP Non-CHP | 2 | 1.5 | 1.9 | 1.9 | 4 | 2012 |  |  |  | Y | [6 empty] | 180 | 10 | 1.9 | Y | [5 empty] | N |  | Y | 1.9
59143 | Old Mill Solar | 59374 | Old Mill Solar | OR | Klamath | OMSLR | OP | Solar Photovoltaic | PV | IPP Non-CHP | 2 | 5 | 5 | 5 | 12 | 2015 |  | Y | [8 empty] | 180 |  | 6.8 | Y | [5 empty] | N |  | N
61677 | Sol Systems | 59375 | Rose Hill | NC | Duplin | ROSE1 | OP | Solar Photovoltaic | PV | IPP Non-CHP | 2 | 2 | 2 | 2 | 12 | 2012 |  |  |  | Y | [6 empty] | 180 | 20 | 2.4 | Y | [5 empty] | N |  | N
61060 | Cypress Creek Renewables | 59376 | Dunn | NC | Harnett | DUNN1 | OP | Solar Photovoltaic | PV | IPP Non-CHP | 2 | 2 | 2 | 2 | 12 | 2012 |  |  |  | Y | [6 empty] | 180 | 20 | 2.4 | Y | [5 empty] | N |  | N
61060 | Cypress Creek Renewables | 59377 | Town of Cary | NC | Duplin | CARY1 | OP | Solar Photovoltaic | PV | IPP Non-CHP | 2 | 1.5 | 1.5 | 1.5 | 12 | 2012 |  |  |  | Y | [6 empty] | 180 | 20 | 1.8 | Y | [5 empty] | N |  | N
65411 | Duke Energy Renewables Services | 59380 | Wildwood Solar I, LLC | CA | Kern | WLD1 | OP | Solar Photovoltaic | PV | IPP Non-CHP | 2 | 19.5 | 19.5 | 19.5 | 2 | 2015 |  | Y | [8 empty] | 180 |  | 26 | Y |  |  |  |  | N | N |  | N
64629 | Clearway Renewable Operation & Maintenance LLC | 59386 | Enterprise Solar, LLC | UT | Iron | ENTS1 | OP | Solar Photovoltaic | PV | IPP Non-CHP | 2 | 80 | 80 | 80 | 7 | 2016 |  | Y | [8 empty] | 180 | 60 | 105.1 | Y | [5 empty] | N |  | N
64629 | Clearway Renewable Operation & Maintenance LLC | 59387 | Escalante Solar I, LLC | UT | Beaver | ESCS1 | OP | Solar Photovoltaic | PV | IPP Non-CHP | 2 | 80 | 80 | 80 | 8 | 2016 |  | Y | [8 empty] | 180 | 60 | 105.1 | Y | [5 empty] | N |  | N
64629 | Clearway Renewable Operation & Maintenance LLC | 59388 | Escalante Solar II, LLC | UT | Beaver | ESCS2 | OP | Solar Photovoltaic | PV | IPP Non-CHP | 2 | 80 | 80 | 80 | 8 | 2016 |  | Y | [8 empty] | 180 | 60 | 105.1 | Y | [5 empty] | N |  | N
64629 | Clearway Renewable Operation & Maintenance LLC | 59389 | Escalante Solar III, LLC | UT | Beaver | ESCS3 | OP | Solar Photovoltaic | PV | IPP Non-CHP | 2 | 80 | 80 | 80 | 8 | 2016 |  | Y | [8 empty] | 180 | 60 | 105.3 | Y | [5 empty] | N |  | N
58677 | CD US Solar MT1 LLC | 59390 | True North | MA | Essex | TNE1 | OP | Solar Photovoltaic | PV | IPP Non-CHP | 2 | 4.8 | 4.8 | 4.8 | 8 | 2012 |  |  |  | Y | [6 empty] | 180 | 30 | 5.7 | Y | [5 empty] | N |  | Y | 5
59171 | Suncore Photovoltaics, Inc | 59393 | Eubank Landfill Solar Array | NM | Bernalillo | ESNM1 | OP | Solar Photovoltaic | PV | IPP Non-CHP | 2 | 2 | 2 | 2 | 11 | 2013 | N | Y | N | Y | [6 empty] | 90 | 30 | 2.5 | Y |  |  |  |  | N | N |  | N
58440 | CD US Solar MT 2 LLC | 59394 | Grafton Solar | MA | Worcester | KRS03 | OP | Solar Photovoltaic | PV | IPP Non-CHP | 2 | 1.5 | 1.5 | 1.5 | 10 | 2013 |  |  |  | Y | [6 empty] | 180 | 25 | 1.7 | Y | [5 empty] | N |  | N
59173 | City of Tulare Water Pollution Control | 59395 | City of Tulare Water Facility | CA | Tulare | SC500 | OP | Solar Photovoltaic | PV | Commercial Non-CHP | 4 | 1 | 1 | 0.8 | 2 | 2011 |  |  |  | Y | [6 empty] | 180 | 40 | 1.2 | Y | [5 empty] | Y | 1.2 | N
59173 | City of Tulare Water Pollution Control | 59395 | City of Tulare Water Facility | CA | Tulare | SOLAR | OP | Solar Photovoltaic | PV | Commercial Non-CHP | 4 | 2.4 | 2.2 | 1.7 | 1 | 2020 |  |  |  | Y | [6 empty] | 269.5 | 0 | 2.4 | Y | [5 empty] | N |  | N
59174 | CD US Solar MT3, LLC | 59396 | Shaffer | MA | Middlesex | SHF01 | OP | Solar Photovoltaic | PV | IPP Non-CHP | 2 | 5 | 5 | 5 | 9 | 2014 |  |  |  | Y | [6 empty] | 180 | 10 | 6 | Y | [5 empty] | N |  | N
60281 | Altus Power America Management, LLC | 59404 | Searchlight Solar | NV | Clark | 1 | OP | Solar Photovoltaic | PV | IPP Non-CHP | 2 | 17.5 | 17.5 | 17.5 | 12 | 2014 |  | Y | [8 empty] | 90 |  | 21.4 | Y | [5 empty] | N |  | N
59176 | Diamond Valley Solar LLC | 59405 | Diamond Valley Solar Project | CA | Riverside | PV11 | OP | Solar Photovoltaic | PV | IPP Non-CHP | 2 | 1.3 | 1.3 | 1.3 | 1 | 2015 |  | Y | [8 empty] | 180 | 25 | 1.5 | Y | [5 empty] | N |  | N
59533 | Facile Solar LLC | 59406 | Facile Solar | NC | Alamance | SYS1 | OP | Solar Photovoltaic | PV | IPP Non-CHP | 2 | 2 | 2 | 2 | 10 | 2015 |  | N |  | Y | [6 empty] | 180 | 20 | 3 | Y |  |  |  |  | Y | N |  | N
59180 | Newman Solar LLC | 59407 | Newman Solar | TX | El Paso | NEW1 | OP | Solar Photovoltaic | PV | IPP Non-CHP | 2 | 10.5 | 10.3 | 10.3 | 12 | 2014 |  | Y | [8 empty] | 90 |  | 13.1 | Y | [5 empty] | N |  | N
59183 | Shafter Solar LLC | 59408 | Shafter Solar LLC | CA | Kern | 1 | OP | Solar Photovoltaic | PV | IPP Non-CHP | 2 | 20 | 20 | 20 | 5 | 2015 |  | Y | [8 empty] | 0 | 0 | 26.8 | Y | [5 empty] | N |  | N
59185 | CD US Solar PO 3, LLC | 59409 | Madelyn Solar, LLC | CA | San Bernardino | SNL17 | OP | Solar Photovoltaic | PV | IPP Non-CHP | 2 | 1 | 1 | 1 | 12 | 2014 |  | Y | [8 empty] | 45 | 0 | 1.3 | Y | [5 empty] | N |  | N
59185 | CD US Solar PO 3, LLC | 59410 | Rudy Solar, LLC | CA | San Bernardino | SNL19 | OP | Solar Photovoltaic | PV | IPP Non-CHP | 2 | 1.5 | 1.5 | 1.5 | 12 | 2014 |  | Y | [8 empty] | 45 | 0 | 2.1 | Y | [5 empty] | N |  | N
59185 | CD US Solar PO 3, LLC | 59411 | Mitchell Solar, LLC | CA | San Bernardino | SNL18 | OP | Solar Photovoltaic | PV | IPP Non-CHP | 2 | 1.5 | 1.5 | 1.5 | 12 | 2014 |  | Y | [8 empty] | 45 | 0 | 2.1 | Y | [5 empty] | N |  | N
59050 | Algonquin Power Co | 59412 | Algonquin SKIC20 Solar LLC | CA | Kern | SKI20 | OP | Solar Photovoltaic | PV | IPP Non-CHP | 2 | 20 | 20 | 20 | 5 | 2015 |  | Y | [8 empty] | 180 |  | 25 | Y |  |  |  |  | N | N |  | N
56769 | Consolidated Edison Development Inc. | 59413 | Corcoran Solar 2 | CA | Kings | C2CA | OP | Solar Photovoltaic | PV | IPP Non-CHP | 2 | 19.8 | 19.8 | 19.8 | 5 | 2015 |  | Y | [8 empty] | 0 | 0 | 28 | Y | [5 empty] | N |  | N
56769 | Consolidated Edison Development Inc. | 59414 | Atwell Island West Solar | CA | Tulare | AWCA | OP | Solar Photovoltaic | PV | IPP Non-CHP | 2 | 20 | 20 | 20 | 5 | 2015 |  | Y | [8 empty] | 0 | 0 | 29.6 | Y | [5 empty] | N |  | N
59187 | Anaheim Public Utilities | 59416 | Anaheim Solar Energy Plant | CA | Orange | PV1 | OP | Solar Photovoltaic | PV | Electric Utility | 1 | 2.1 | 2 | 1.2 | 8 | 2014 |  |  |  | Y | [6 empty] | 180 | 5 | 2.4 | Y | [5 empty] | N |  | N
59139 | SunEdison LLC | 59421 | SCE-Snowline-White Road (South) | CA | San Bernardino | 11111 | OP | Solar Photovoltaic | PV | IPP Non-CHP | 2 | 1.5 | 1.5 | 1.5 | 11 | 2014 |  | Y | [8 empty] | 0 | 0 | 1.7 | Y | [5 empty] | N |  | N
59139 | SunEdison LLC | 59422 | SCE-Snowline-White Road (North) | CA | San Bernardino | 10401 | OP | Solar Photovoltaic | PV | IPP Non-CHP | 2 | 1.5 | 1.5 | 1.5 | 11 | 2014 |  | Y | [8 empty] | 0 | 0 | 1.7 | Y | [5 empty] | N |  | N
59139 | SunEdison LLC | 59423 | SCE-Snowline-White Rd (Central) | CA | San Bernardino | 10402 | OP | Solar Photovoltaic | PV | IPP Non-CHP | 2 | 1.5 | 1.5 | 1.5 | 11 | 2014 |  | Y | [8 empty] | 0 | 0 | 1.7 | Y | [5 empty] | N |  | N
63249 | Terraform Arcadia | 59424 | IND Solar Farm (Phase IIA) | IN | Marion | IND2A | OP | Solar Photovoltaic | PV | IPP Non-CHP | 2 | 7.5 | 7.5 | 7.5 | 12 | 2014 |  | Y | [8 empty] | 0 | 0 | 9.8 | Y | [5 empty] | Y | 9.7 | N
61060 | Cypress Creek Renewables | 59426 | GKS Solar | NC | Perquimans | GKS1 | OP | Solar Photovoltaic | PV | IPP Non-CHP | 2 | 5 | 5 | 5 | 8 | 2015 |  |  |  | Y | [6 empty] | 180 | 20 | 6.6 | Y | [5 empty] | N |  | N
61060 | Cypress Creek Renewables | 59427 | Two Mile Solar | NC | Perquimans | TMS1 | OP | Solar Photovoltaic | PV | IPP Non-CHP | 2 | 5 | 5 | 5 | 6 | 2015 |  |  |  | Y | [6 empty] | 180 | 20 | 6.5 | Y | [5 empty] | N |  | N
61060 | Cypress Creek Renewables | 59429 | Downs Farm Solar | NC | Hertford | DOWN1 | OP | Solar Photovoltaic | PV | IPP Non-CHP | 2 | 5 | 5 | 5 | 11 | 2015 |  |  |  | Y | [6 empty] | 180 | 20 | 6.5 | Y | [5 empty] | N |  | N
59208 | NRG Solar Las Vegas MB-1 | 59430 | Solar Las Vegas MB-1 | NV | Clark | MB-1 | OP | Solar Photovoltaic | PV | IPP Non-CHP | 2 | 4.9 | 4.9 | 4.9 | 2 | 2015 |  |  |  | Y | [6 empty] | 180 | 10 | 6.4 | Y | [5 empty] | N |  | N
61012 | AES Distributed Energy | 59431 | Sierra Solar Greenworks | CA | Los Angeles | SSG1 | OP | Solar Photovoltaic | PV | IPP Non-CHP | 2 | 20 | 18 | 18 | 11 | 2015 |  |  |  | Y | [6 empty] | 193 | 25 | 22.5 |  | Y |  |  |  |  | N |  | N
59209 | Concord New Energy | 59432 | Duke Building 87 | IN | Marion | DUK87 | OP | Solar Photovoltaic | PV | IPP Non-CHP | 2 | 2.7 | 2.7 | 2.7 | 12 | 2014 |  |  |  | Y | [6 empty] | 180 | 10 | 2.9 | Y | [5 empty] | N |  | N
59209 | Concord New Energy | 59433 | Duke Building 98 | IN | Marion | DUK98 | OP | Solar Photovoltaic | PV | IPP Non-CHP | 2 | 2.7 | 2.7 | 2.7 | 12 | 2014 |  |  |  | Y | [6 empty] | 180 | 10 | 3.3 | Y | [5 empty] | N |  | N
59209 | Concord New Energy | 59434 | Duke Building 129 | IN | Marion | DU129 | OP | Solar Photovoltaic | PV | IPP Non-CHP | 2 | 3.4 | 3.4 | 3.4 | 12 | 2014 |  |  |  | Y | [6 empty] | 180 | 10 | 3.9 | Y | [5 empty] | N |  | N
59212 | Adelanto Solar II, LLC | 59440 | Adelanto Solar II, LLC | CA | San Bernardino | SAS | OP | Solar Photovoltaic | PV | IPP Non-CHP | 2 | 7 | 7 | 7 | 7 | 2015 |  | Y | [8 empty] | 0 | 0 | 7.4 | Y | [5 empty] | N |  | N
59211 | Adelanto Solar, LLC | 59441 | Adelanto Solar, LLC | CA | San Bernardino | SAS | OP | Solar Photovoltaic | PV | IPP Non-CHP | 2 | 20 | 20 | 20 | 9 | 2015 |  | Y | [8 empty] | 0 | 0 | 21.5 | Y | [5 empty] | N |  | N
60453 | Onward Energy | 59443 | TA-Acacia, LLC | CA | Los Angeles | WAS1 | OP | Solar Photovoltaic | PV | IPP Non-CHP | 2 | 20 | 20 | 20 | 11 | 2014 |  | Y | [8 empty] | 180 | 60 | 28.4 | Y | N |  |  |  |  | N |  | N
803 | Arizona Public Service Co | 59444 | Desert Star Hybrid | AZ | Maricopa | PV1 | OP | Solar Photovoltaic | PV | Electric Utility | 1 | 10 | 10 | 10 | 9 | 2015 |  | Y | [8 empty] | 0 | 0 | 15.6 | Y | [5 empty] | N |  | N
59215 | St. Albans Solar Partners, LLC | 59445 | St. Albans SPEED Project | VT | Franklin | PV1 | OP | Solar Photovoltaic | PV | IPP Non-CHP | 2 | 2 | 2 | 2 | 12 | 2013 |  |  |  | Y | [6 empty] | 180 | 25 | 2.7 | Y | [5 empty] | N |  | N
59214 | RE Cranbury Solar 1, LLC | 59446 | Cranbury | NJ | Middlesex | CRANB | OP | Solar Photovoltaic | PV | IPP Non-CHP | 2 | 5 | 5 | 5 | 12 | 2011 |  |  |  | Y | [6 empty] | 184 | 20 | 5.7 | Y | [5 empty] | N |  | N
17650 | Southern Power Co | 59449 | Decatur County Solar Project | GA | Decatur | DCSP1 | OP | Solar Photovoltaic | PV | IPP Non-CHP | 2 | 20 | 19 | 19 | 12 | 2015 |  | Y | [8 empty] | 90 |  | 27 | Y | [5 empty] | N |  | N
17650 | Southern Power Co | 59450 | Decatur Parkway Solar Project, LLC | GA | Decatur | DPSP1 | OP | Solar Photovoltaic | PV | IPP Non-CHP | 2 | 80 | 80 | 80 | 12 | 2015 |  | Y | [8 empty] | 90 |  | 110 | Y | [5 empty] | N |  | N
59217 | CBC Alternative Energy, LLC | 59451 | CBC Solar Energy Gen Fac Phase 2 | NC | Wake | PV2 | OP | Solar Photovoltaic | PV | IPP Non-CHP | 2 | 2.5 | 2.5 | 2.5 | 12 | 2013 |  |  |  | Y | [6 empty] | 189 | 33 | 3.1 | Y | [5 empty] | N |  | N
56215 | RWE Renewables Americas, LLC | 59454 | Valencia Solar | AZ | Pima | VALEN | OP | Solar Photovoltaic | PV | IPP Non-CHP | 2 | 10 | 10 | 10 | 6 | 2013 |  | Y | [8 empty] | 0 | 0 | 12.7 | Y | [5 empty] | Y | 12.7 | N
56215 | RWE Renewables Americas, LLC | 59455 | Tech Park Solar | AZ | Pima | TECHP | OP | Solar Photovoltaic | PV | IPP Non-CHP | 2 | 5 | 5 | 5 | 12 | 2012 |  | Y | [8 empty] | 0 | 0 | 6.6 | Y | [5 empty] | Y | 6.6 | N
59223 | BFI Waste Systems of GA, LLC | 59459 | Hickory Ridge Landfill Solar Project | GA | DeKalb | 5088 | OP | Solar Photovoltaic | PV | IPP Non-CHP | 2 | 0.6 | 0.6 | 0.6 | 9 | 2011 |  |  |  | Y | [6 empty] | 180 | 30 | 1 |  |  | Y |  |  |  | N |  | N
59229 | Denver Int'l Airport IV Solar | 59462 | Denver Intl Airport IV Solar | CO | Denver | DIA4 | OP | Solar Photovoltaic | PV | IPP Non-CHP | 2 | 1.5 | 1.5 | 0.6 | 7 | 2014 |  |  |  | Y | [6 empty] | 180 | 25 | 2 | Y | [5 empty] | Y | 2 | N
60281 | Altus Power America Management, LLC | 59463 | Ayers Village Solar | MA | Essex | 1 | OP | Solar Photovoltaic | PV | IPP Non-CHP | 2 | 2 | 2 | 2 | 6 | 2014 |  |  |  | Y | [6 empty] | 180 | 23 | 2.4 | Y | [5 empty] | Y | 2 | N
60281 | Altus Power America Management, LLC | 59464 | Monson Solar | MA | Hampden | 2 | OP | Solar Photovoltaic | PV | IPP Non-CHP | 2 | 3 | 3 | 3 | 7 | 2014 |  |  |  | Y | [6 empty] | 180 | 20 | 3.6 | Y | [5 empty] | Y | 3.5 | N
60281 | Altus Power America Management, LLC | 59465 | Sullivan Solar | MA | Bristol | 1 | OP | Solar Photovoltaic | PV | IPP Non-CHP | 2 | 1.5 | 1.5 | 1.5 | 8 | 2014 |  |  |  | Y | [6 empty] | 180 | 17 | 2 | Y | [5 empty] | Y | 1.7 | N
60281 | Altus Power America Management, LLC | 59466 | Winchendon Solar | MA | Worcester | 3 | OP | Solar Photovoltaic | PV | IPP Non-CHP | 2 | 1.9 | 1.9 | 1.9 | 4 | 2014 |  |  |  | Y | [6 empty] | 180 | 20 | 2.4 | Y | [5 empty] | Y | 2.3 | N
59232 | Kearsarge Solar LLC | 59468 | KS Solar Six LLC | MA | Worcester | HUBB | OP | Solar Photovoltaic | PV | IPP Non-CHP | 2 | 2 | 2 | 2 | 12 | 2013 |  |  |  | Y | [6 empty] | 180 | 20 | 2.5 | Y | [5 empty] | N |  | Y | 2.5
60453 | Onward Energy | 59469 | Alamo Solar | CA | San Bernardino | ALAMO | OP | Solar Photovoltaic | PV | IPP Non-CHP | 2 | 20 | 20 | 20 | 5 | 2015 |  | Y | [8 empty] | 180 | 45 | 23.7 | Y | [5 empty] | N |  | N
59237 | Ulysses Solar, LLC | 59470 | Cornell Snyder Road Solar Array | NY | Tompkins | CSR1 | OP | Solar Photovoltaic | PV | IPP Non-CHP | 2 | 1.8 | 1.8 | 1.4 | 11 | 2014 |  |  |  | Y | [6 empty] | 180 | 17 | 2 | Y | [5 empty] | N |  | N
17166 | Sierra Pacific Power Co | 59472 | Ft. Churchill PV | NV | Lyon | NVC7 | OP | Solar Photovoltaic | PV | Commercial Non-CHP | 4 | 19.9 | 19.5 | 19.5 | 5 | 2015 | Y | Y |  |  |  | N |  |  |  |  | 90 |  | 20.3 | Y | [5 empty] | N |  | N
57369 | Apple, Inc | 59473 | Apple Campus 2 PV | CA | Santa Clara | AC2PV | OP | Solar Photovoltaic | PV | Industrial Non-CHP | 6 | 14.4 | 12.4 | 9.5 | 6 | 2017 |  |  |  | Y | [6 empty] | 210 | 5 | 15.8 | Y | [5 empty] | Y | 2 | N
57369 | Apple, Inc | 59474 | Apple Data Center PV3 | NC | Catawba | DCPV3 | OP | Solar Photovoltaic | PV | Commercial Non-CHP | 4 | 17.5 | 17.5 | 14.4 | 12 | 2015 |  | Y | [8 empty] | 90 |  | 21.9 | Y | [5 empty] | N |  | N
59240 | Clarendon Solar Farm, LLC | 59476 | Clarendon Solar Farm | VT | Rutland | VT001 | OP | Solar Photovoltaic | PV | IPP Non-CHP | 2 | 2 | 2 | 2 | 7 | 2014 |  |  |  | Y | [6 empty] | 180 | 27 | 2.4 | Y | [5 empty] | N |  | N
59241 | Claire Solar Partners LLC | 59477 | Claire Solar Farm | VT | Chittenden | CSF1 | OP | Solar Photovoltaic | PV | IPP Non-CHP | 2 | 2.2 | 2.2 | 1.3 | 7 | 2014 |  |  | Y | [9 empty] | 2.2 | Y | [5 empty] | N |  | N
9234 | Indiana Municipal Power Agency | 59478 | IMPA Richmond Solar Park | IN | Wayne | SRICH | OP | Solar Photovoltaic | PV | Electric Utility | 1 | 1 | 1 | 0.8 | 9 | 2014 |  | Y | [8 empty] | 180 |  | 1.2 | Y | [5 empty] | N |  | N
9234 | Indiana Municipal Power Agency | 59479 | IMPA Frankton Solar Park | IN | Madison | SFRAN | OP | Solar Photovoltaic | PV | Electric Utility | 1 | 1 | 1 | 0.8 | 7 | 2014 |  |  |  | Y | [6 empty] | 180 | 25 | 1.2 | Y | [5 empty] | N |  | N
9234 | Indiana Municipal Power Agency | 59480 | IMPA Rensselaer Solar Park | IN | Jasper | SRENS | OP | Solar Photovoltaic | PV | Electric Utility | 1 | 1 | 1 | 0.8 | 5 | 2014 |  |  |  | Y | [6 empty] | 180 | 25 | 1.2 | Y | [5 empty] | N |  | N
9234 | Indiana Municipal Power Agency | 59481 | IMPA Peru Solar Park | IN | Miami | SPERU | OP | Solar Photovoltaic | PV | Electric Utility | 1 | 3 | 3 | 2.4 | 8 | 2015 |  |  |  | Y | [6 empty] | 180 | 25 | 3.7 | Y | [5 empty] | N |  | N
9234 | Indiana Municipal Power Agency | 59482 | IMPA Tell City Solar Park | IN | Perry | STELL | OP | Solar Photovoltaic | PV | Electric Utility | 1 | 1.1 | 1.1 | 0.9 | 7 | 2015 |  |  |  | Y | [6 empty] | 180 | 25 | 1.3 | Y | [5 empty] | N |  | N
9234 | Indiana Municipal Power Agency | 59483 | IMPA Crawfordsville Solar Park | IN | Montgomery | SCRAW | OP | Solar Photovoltaic | PV | Electric Utility | 1 | 3 | 3 | 2.4 | 9 | 2015 |  |  |  | Y | [6 empty] | 180 | 25 | 3.7 | Y | [5 empty] | N |  | N
59254 | NuGen Capital Management | 59484 | Hadley Solar NG, LLC | MA | Hampshire | PV1 | OP | Solar Photovoltaic | PV | IPP Non-CHP | 2 | 2.7 | 2 | 1 | 7 | 2014 |  |  |  | Y | [6 empty] | 180 | 25 | 3 | Y | [5 empty] | Y | 2.9 | N
59254 | NuGen Capital Management | 59485 | 265 Pleasant Solar NG, LLC | MA | Worcester | PV2 | OP | Solar Photovoltaic | PV | IPP Non-CHP | 2 | 1 | 0.9 | 0.3 | 7 | 2014 |  |  |  | Y | [6 empty] | 180 | 25 | 1.1 | Y | [5 empty] | N |  | Y | 1.1
61060 | Cypress Creek Renewables | 59486 | Lanier Solar | NC | Duplin | LANIE | OP | Solar Photovoltaic | PV | IPP Non-CHP | 2 | 4.9 | 4.9 | 4.9 | 9 | 2016 |  |  |  | Y | [6 empty] | 180 | 20 | 7 | Y | [5 empty] | N |  | N
61060 | Cypress Creek Renewables | 59487 | Highwater Solar I | NC | Wayne | HIGHW | OP | Solar Photovoltaic | PV | IPP Non-CHP | 2 | 4.9 | 4.9 | 4.9 | 12 | 2015 |  |  |  | Y | [6 empty] | 180 | 20 | 6.4 | Y | [5 empty] | N |  | N
59247 | Bearford Solar II, LLC | 59488 | Bearford Solar II | NC | Pender | BEARF | OP | Solar Photovoltaic | PV | IPP Non-CHP | 2 | 4.9 | 4.9 | 4.9 | 2 | 2018 |  |  |  | Y | [6 empty] | 180 | 25 | 7 | Y | [5 empty] | N |  | N
59244 | GEM Energy LLC | 59489 | Anthony Wayne Solar #1 | OH | Lucas | AWS1 | OP | Solar Photovoltaic | PV | IPP Non-CHP | 2 | 1.7 | 1.7 | 1.2 | 6 | 2014 |  |  |  | Y | [6 empty] | 180 | 25 | 2.1 |  | Y |  |  |  |  | Y | 2.1 | N
61944 | MN8 Energy LLC | 59495 | Antares-GRE 314 East Lyme LLC | CT | New London | GRE01 | OP | Solar Photovoltaic | PV | IPP Non-CHP | 2 | 4 | 4 | 4 | 6 | 2014 |  |  |  | Y | [6 empty] | 180 | 30 | 5 | Y | [5 empty] | N |  | N
61060 | Cypress Creek Renewables | 59497 | Andrew Solar | NC | Craven | PV1 | OP | Solar Photovoltaic | PV | IPP Non-CHP | 2 | 5 | 5 | 5 | 12 | 2015 |  |  |  | Y | [6 empty] | 180 | 20 | 6.4 | Y | [5 empty] | N |  | N
61060 | Cypress Creek Renewables | 59498 | Tracy Solar | NC | Nash | PV1 | OP | Solar Photovoltaic | PV | IPP Non-CHP | 2 | 10 | 10 | 10 | 12 | 2015 |  |  |  | Y | [6 empty] | 180 | 20 | 15 | Y | [5 empty] | N |  | N
61060 | Cypress Creek Renewables | 59499 | Candace Solar | NC | Johnston | PV1 | OP | Solar Photovoltaic | PV | IPP Non-CHP | 2 | 5 | 5 | 5 | 8 | 2016 |  |  |  | Y | [6 empty] | 180 | 20 | 6.6 | Y | [5 empty] | N |  | N
63233 | USF Surry, LLC | 59500 | Sarah Solar | NC | Franklin | SARAH | OP | Solar Photovoltaic | PV | IPP Non-CHP | 2 | 5 | 5 | 5 | 7 | 2015 |  |  |  | Y | [6 empty] | 180 | 25 | 6.3 | Y | [5 empty] | N |  | N
63233 | USF Surry, LLC | 59501 | Nitro Solar | NC | Johnston | NITRO | OP | Solar Photovoltaic | PV | IPP Non-CHP | 2 | 5 | 5 | 5 | 7 | 2015 |  |  |  | Y | [6 empty] | 180 | 25 | 6.2 | Y | [5 empty] | N |  | N
61060 | Cypress Creek Renewables | 59502 | Melinda Solar | NC | Vance | PV1 | OP | Solar Photovoltaic | PV | IPP Non-CHP | 2 | 5 | 5 | 5 | 8 | 2015 |  |  |  | Y | [6 empty] | 180 | 20 | 6.2 | Y | [5 empty] | N |  | N
61060 | Cypress Creek Renewables | 59503 | Jacob Solar | NC | Rockingham | PV1 | OP | Solar Photovoltaic | PV | IPP Non-CHP | 2 | 5 | 5 | 5 | 1 | 2016 |  |  |  | Y | [6 empty] | 180 | 20 | 7.1 | Y | [5 empty] | N |  | N
61060 | Cypress Creek Renewables | 59504 | Porter Solar | NC | Craven | PV1 | OP | Solar Photovoltaic | PV | IPP Non-CHP | 2 | 5 | 5 | 5 | 8 | 2015 |  |  |  | Y | [6 empty] | 180 | 20 | 6 | Y | [5 empty] | N |  | N
61060 | Cypress Creek Renewables | 59505 | Sun Devil Solar | NC | Warren | PV1 | OP | Solar Photovoltaic | PV | IPP Non-CHP | 2 | 5 | 5 | 5 | 12 | 2015 |  |  |  | Y | [6 empty] | 180 | 20 | 6.2 | Y | [5 empty] | N |  | N
61060 | Cypress Creek Renewables | 59506 | Quincy Solar | NC | Cumberland | PV1 | OP | Solar Photovoltaic | PV | IPP Non-CHP | 2 | 4 | 4 | 4 | 11 | 2015 |  |  |  | Y | [6 empty] | 180 | 20 | 5.2 | Y | [5 empty] | N |  | N
61060 | Cypress Creek Renewables | 59507 | Kenneth Solar | NC | Warren | PV1 | OP | Solar Photovoltaic | PV | IPP Non-CHP | 2 | 3 | 3 | 3 | 1 | 2016 |  |  |  | Y | [6 empty] | 180 | 20 | 3.7 | Y | [5 empty] | N |  | N
61060 | Cypress Creek Renewables | 59508 | Chei Solar | NC | Nash | PV1 | OP | Solar Photovoltaic | PV | IPP Non-CHP | 2 | 5 | 5 | 5 | 1 | 2016 |  |  |  | Y | [6 empty] | 180 | 20 | 6.7 | Y | [5 empty] | N |  | N
61060 | Cypress Creek Renewables | 59509 | Murdock Solar | NC | Johnston | PV1 | OP | Solar Photovoltaic | PV | IPP Non-CHP | 2 | 4 | 4 | 4 | 1 | 2016 |  |  |  | Y | [6 empty] | 180 | 20 | 5.4 | Y | [5 empty] | N |  | N
61060 | Cypress Creek Renewables | 59510 | Husky Solar | NC | Rockingham | PV1 | OP | Solar Photovoltaic | PV | IPP Non-CHP | 2 | 5 | 5 | 5 | 12 | 2016 |  |  |  | Y | [6 empty] | 180 | 20 | 6.3 | Y | [5 empty] | N |  | N
61060 | Cypress Creek Renewables | 59511 | Beetle Solar | NC | Cleveland | PV1 | OP | Solar Photovoltaic | PV | IPP Non-CHP | 2 | 4 | 4 | 4 | 12 | 2016 |  |  |  | Y | [6 empty] | 180 | 20 | 4.8 | Y | [5 empty] | N |  | N
61060 | Cypress Creek Renewables | 59512 | Happy Solar | NC | Johnston | PV1 | OP | Solar Photovoltaic | PV | IPP Non-CHP | 2 | 4 | 4 | 4 | 1 | 2016 |  |  |  | Y | [6 empty] | 180 | 20 | 5.3 | Y | [5 empty] | N |  | N
59263 | Fresh Air Energy XVIII, LLC | 59513 | Meadows PV 1 | NC | Martin | MEAD1 | OP | Solar Photovoltaic | PV | IPP Non-CHP | 2 | 20 | 20 | 20 | 6 | 2016 |  |  |  | Y | [6 empty] | 180 | 20 | 25.9 |  |  |  | Y |  |  | N |  | N
58970 | Ecoplexus, Inc | 59514 | Flat Meeks PV 1 | NC | Martin | FLAT1 | OP | Solar Photovoltaic | PV | IPP Non-CHP | 2 | 5 | 5 | 5 | 10 | 2017 |  |  |  | Y | [6 empty] | 190 | 20 | 6.5 | Y | [5 empty] | N |  | N
58970 | Ecoplexus, Inc | 59515 | Benthall Bridge PV 1 | NC | Hertford | BENT1 | OP | Solar Photovoltaic | PV | IPP Non-CHP | 2 | 5 | 5 | 5 | 12 | 2016 |  | Y |  | N | [6 empty] | 180 | 20 | 6.5 | Y | [5 empty] | N |  | N
58970 | Ecoplexus, Inc | 59516 | American Legion PV 1 | NC | Halifax | AMLEG | OP | Solar Photovoltaic | PV | IPP Non-CHP | 2 | 16 | 16 | 16 | 12 | 2017 |  |  |  | Y | [6 empty] | 190 | 20 | 20 | Y | [5 empty] | N |  | N
58970 | Ecoplexus, Inc | 59517 | Baker PV 1 | NC | Hertford | BAKE1 | OP | Solar Photovoltaic | PV | IPP Non-CHP | 2 | 5 | 5 | 5 | 12 | 2016 |  |  |  | Y | [6 empty] | 190 | 20 | 7 | Y | [5 empty] | N |  | N
58970 | Ecoplexus, Inc | 59518 | Grandy PV 1 | NC | Currituck | GRAND | OP | Solar Photovoltaic | PV | IPP Non-CHP | 2 | 20 | 20 | 20 | 2 | 2020 |  |  |  | Y | [6 empty] | 190 | 20 | 25 |  |  |  | Y |  |  | N |  | N
58970 | Ecoplexus, Inc | 59519 | Old Catawba PV 1 | NC | Catawba | OLDC | OP | Solar Photovoltaic | PV | IPP Non-CHP | 2 | 3.5 | 3.5 | 3.5 | 12 | 2015 |  |  |  | Y | [6 empty] | 190 | 20 | 5 | Y | [5 empty] | N |  | N
58970 | Ecoplexus, Inc | 59520 | Manning PV 1 | NC | Alamance | MANN | OP | Solar Photovoltaic | PV | IPP Non-CHP | 2 | 5 | 5 | 5 | 12 | 2018 |  |  |  | Y | [6 empty] | 190 | 20 | 7 | Y | [5 empty] | N |  | N
58970 | Ecoplexus, Inc | 59521 | Little River PV 1 | NC | Randolph | LTLRV | OP | Solar Photovoltaic | PV | IPP Non-CHP | 2 | 5 | 5 | 5 | 12 | 2015 |  |  |  | Y | [6 empty] | 190 | 20 | 7 | Y | [5 empty] | N |  | N
59257 | Giffen Solar Park, LLC | 59522 | Giffen Solar Park | CA | Fresno | FRGSP | OP | Solar Photovoltaic | PV | IPP Non-CHP | 2 | 20 | 20 | 18 | 6 | 2017 |  | Y | [8 empty] | 180 |  | 27.9 | Y | [5 empty] | N |  | N
59258 | Five Points Solar Park, LLC | 59523 | Five Points Solar Park | CA | Fresno | FRFSP | OP | Solar Photovoltaic | PV | IPP Non-CHP | 2 | 60 | 60 | 50 | 9 | 2016 |  | Y | [8 empty] | 180 |  | 84.1 | Y | [5 empty] | N |  | N
56769 | Consolidated Edison Development Inc. | 59524 | Blackwell Solar Park | CA | Kern | FRBSP | OP | Solar Photovoltaic | PV | IPP Non-CHP | 2 | 20 | 20 | 20 | 1 | 2019 |  | Y | [8 empty] | 0 |  | 25 | Y | [5 empty] | N |  | N
59260 | Wright Solar Park LLC | 59525 | Wright Solar Park | CA | Merced | FRWSP | OP | Solar Photovoltaic | PV | IPP Non-CHP | 2 | 200 | 200 | 180 | 12 | 2019 |  | Y | [8 empty] | 180 |  | 239.3 | Y | [5 empty] | N |  | N
65411 | Duke Energy Renewables Services | 59526 | Whitakers | NC | Nash | WHIT1 | OP | Solar Photovoltaic | PV | IPP Non-CHP | 2 | 12 | 12 | 12 | 12 | 2015 |  | Y | [8 empty] | 180 |  | 16.8 | Y | [5 empty] | N |  | N
65411 | Duke Energy Renewables Services | 59527 | Kelford | NC | Bertie | KELF1 | OP | Solar Photovoltaic | PV | IPP Non-CHP | 2 | 20 | 20 | 20 | 12 | 2015 |  | Y | [8 empty] | 180 |  | 30 | Y | [5 empty] | N |  | N
64659 | Solar Oasis, LLC | 59528 | Solar Oasis LLC | CA | Los Angeles | OASIS | OP | Solar Photovoltaic | PV | IPP Non-CHP | 2 | 20 | 20 | 20 | 1 | 2016 |  | Y | [8 empty] | 90 | 45 | 27.8 |  | Y |  |  |  |  | N |  | N
65411 | Duke Energy Renewables Services | 59530 | Pasquotank | NC | Pasquotank | PASQ1 | OP | Solar Photovoltaic | PV | IPP Non-CHP | 2 | 20 | 20 | 20 | 12 | 2014 |  | Y | [8 empty] | 0 | 0 | 28 | Y | [5 empty] | N |  | N
59272 | 41MB 8me, LLC | 59531 | Borden Solar Farm | CA | Madera | BRDN | OP | Solar Photovoltaic | PV | IPP Non-CHP | 2 | 50 | 50 | 50 | 6 | 2020 |  | Y | [8 empty] | 180 |  | 67.8 | N |  |  |  |  | Y | N |  | N
59273 | 62SK 8me, LLC | 59532 | Springbok Solar Farm 1 | CA | Kern | SB1 | OP | Solar Photovoltaic | PV | IPP Non-CHP | 2 | 105 | 105 | 105 | 7 | 2016 |  | Y | [8 empty] | 90 |  | 136.8 | Y | [5 empty] | N |  | N
63233 | USF Surry, LLC | 59533 | Princeton | NC | Johnston | PRCTN | OP | Solar Photovoltaic | PV | IPP Non-CHP | 2 | 5 | 5 | 5 | 7 | 2015 |  |  |  | Y | [6 empty] | 180 | 25 | 6.5 | Y | [5 empty] | N |  | N
63233 | USF Surry, LLC | 59534 | 4Oaks | NC | Johnston | 4OAKS | OP | Solar Photovoltaic | PV | IPP Non-CHP | 2 | 5 | 5 | 5 | 7 | 2015 |  |  |  | Y | [6 empty] | 180 | 25 | 6.5 | Y | [5 empty] | N |  | N
59274 | SR Hazlehurst, LLC | 59535 | SR Hazlehurst | GA | Jeff Davis | HAZLE | OP | Solar Photovoltaic | PV | IPP Non-CHP | 2 | 20 | 20 | 20 | 11 | 2015 |  |  |  | Y | [6 empty] | 180 | 20 | 27.4 | Y | [5 empty] | N |  | N
65305 | Clean Focus Yield, LLC | 59536 | Coronus Adelanto West 1 | CA | San Bernardino | AWI | OP | Solar Photovoltaic | PV | IPP Non-CHP | 2 | 1.5 | 1.5 | 1.5 | 1 | 2015 |  |  |  | Y | [6 empty] | 180 | 20 | 1.8 | Y | [5 empty] | N |  | N
65305 | Clean Focus Yield, LLC | 59537 | Coronus Adelanto West 2 | CA | San Bernardino | AW2 | OP | Solar Photovoltaic | PV | IPP Non-CHP | 2 | 1.5 | 1.5 | 1.5 | 1 | 2015 |  | N |  | Y | [6 empty] | 180 | 20 | 1.8 | Y | [5 empty] | N |  | N
60281 | Altus Power America Management, LLC | 59539 | Park Meridian #1 | CA | Riverside | 1 | OP | Solar Photovoltaic | PV | IPP Non-CHP | 2 | 1.5 | 1.5 | 1.5 | 3 | 2015 |  |  |  | Y | [6 empty] | 180 | 11 | 1.8 | Y | [5 empty] | N |  | N
60281 | Altus Power America Management, LLC | 59540 | Rancho Cucamonga Dist #1 | CA | San Bernardino | 2 | OP | Solar Photovoltaic | PV | IPP Non-CHP | 2 | 1.8 | 1.8 | 1.8 | 4 | 2015 |  |  |  | Y | [6 empty] | 180 | 5 | 2.2 | Y | [5 empty] | N |  | N
60281 | Altus Power America Management, LLC | 59541 | Terra Francesco | CA | San Bernardino | 3 | OP | Solar Photovoltaic | PV | IPP Non-CHP | 2 | 1.5 | 1.5 | 1.5 | 3 | 2015 |  |  |  | Y | [6 empty] | 180 | 11 | 1.8 | Y | [5 empty] | N |  | N
61060 | Cypress Creek Renewables | 59542 | Innovative Solar 6 | NC | Buncombe | IS6 | OP | Solar Photovoltaic | PV | IPP Non-CHP | 2 | 3.6 | 3.6 | 3.6 | 1 | 2016 |  |  |  | Y | [6 empty] | 180 | 20 | 4.8 | Y | [5 empty] | N |  | N
59286 | Heliovaas LLC | 59543 | Acton Solar Landfill | MA | Middlesex | ACTON | OP | Solar Photovoltaic | PV | Commercial Non-CHP | 4 | 1.5 | 1.5 | 1.5 | 12 | 2013 |  |  |  | Y | [6 empty] | 180 | 25 | 1.6 | Y | [5 empty] | N |  | Y | 1.6
59287 | Laurel Capital Partners | 59544 | Parlin Solar LLC | NJ | Middlesex | PV1 | OP | Solar Photovoltaic | PV | IPP Non-CHP | 2 | 1.3 | 1.3 | 1.3 | 10 | 2012 |  | N |  | Y | [6 empty] | 180 | 15 | 1.3 | Y | [5 empty] | N |  | N
59287 | Laurel Capital Partners | 59545 | Springfield Solar LLC | OH | Clark | PV1 | OP | Solar Photovoltaic | PV | IPP Non-CHP | 2 | 1.5 | 1.5 | 1.5 | 11 | 2012 |  |  |  | Y | [6 empty] | 185 | 10 | 1.8 | Y | [5 empty] | N |  | N
59287 | Laurel Capital Partners | 59546 | Beaver Solar LLC | PA | Beaver | PV1 | OP | Solar Photovoltaic | PV | IPP Non-CHP | 2 | 1.3 | 1.3 | 1.3 | 12 | 2012 |  |  |  | Y | [6 empty] | 180 | 20 | 1.3 | Y | [5 empty] | N |  | N
65411 | Duke Energy Renewables Services | 59548 | Creswell Alligood Solar, LLC | NC | Washington | CRES1 | OP | Solar Photovoltaic | PV | IPP Non-CHP | 2 | 14 | 14 | 14 | 5 | 2015 |  | Y | [8 empty] | 180 |  | 20 | Y | [5 empty] | N |  | N
65411 | Duke Energy Renewables Services | 59549 | Everetts Wildcat Solar, LLC | NC | Martin | EVER1 | OP | Solar Photovoltaic | PV | IPP Non-CHP | 2 | 5 | 5 | 5 | 4 | 2015 |  | Y | [8 empty] | 180 |  | 7 | Y | [5 empty] | N |  | N
59290 | Solvida Energy Group/Blue Oak Energy | 59550 | Putah Creek Solar Farm | CA | Yolo | PCSF | OP | Solar Photovoltaic | PV | IPP Non-CHP | 2 | 2 | 2 | 2 | 12 | 2014 | N | Y | [8 empty] | 0 | 0 | 2.6 | Y | [5 empty] | N |  | N
61012 | AES Distributed Energy | 59551 | FLS Solar 200, LLC | NC | Robeson | FLS1 | OP | Solar Photovoltaic | PV | IPP Non-CHP | 2 | 4.3 | 4.3 | 4.3 | 10 | 2014 |  |  |  | Y | [6 empty] | 180 | 20 | 4.7 | Y | [5 empty] | N |  | N
61012 | AES Distributed Energy | 59552 | FLS Solar 170, LLC | NC | Robeson | FLS1 | OP | Solar Photovoltaic | PV | IPP Non-CHP | 2 | 2 | 2 | 2 | 8 | 2014 |  |  |  | Y | [6 empty] | 180 | 20 | 2.6 | Y | [5 empty] | N |  | N
61012 | AES Distributed Energy | 59553 | Innovative Solar 14, LLC | NC | Henderson | FLS1 | OP | Solar Photovoltaic | PV | IPP Non-CHP | 2 | 2 | 1.5 | 1.5 | 8 | 2014 |  |  |  | Y | [6 empty] | 180 | 20 | 2.6 | Y | [5 empty] | N |  | N
61012 | AES Distributed Energy | 59554 | Innovative Solar 15, LLC | NC | Rutherford | FLS1 | OP | Solar Photovoltaic | PV | IPP Non-CHP | 2 | 2 | 1.5 | 1.5 | 8 | 2014 |  |  |  | Y | [6 empty] | 180 | 20 | 2.5 | Y | [5 empty] | N |  | N
59298 | Vega Solar, LLC | 59555 | Vega Solar | CA | Merced | VEGA1 | OP | Solar Photovoltaic | PV | IPP Non-CHP | 2 | 20 | 20 | 20 | 3 | 2015 |  | Y | [8 empty] | 90 |  | 25.9 | Y | [5 empty] | N |  | N
7140 | Georgia Power Co | 59556 | Dalton 2 | GA | Murray | 1 | OP | Solar Photovoltaic | PV | Electric Utility | 1 | 6.5 | 6.5 | 6.5 | 12 | 2014 |  |  |  | Y | [6 empty] | 180 | 22 | 7.1 | Y | N |  |  |  |  | N |  | N
59300 | PNM Resources | 59558 | Sandoval Solar Energy Center | NM | Sandoval | SSEC1 | OP | Solar Photovoltaic | PV | Electric Utility | 1 | 6.1 | 6.1 | 1.3 | 12 | 2014 |  | Y | [8 empty] | 180 | 25 | 7.4 |  | Y |  |  |  | N | N |  | N
17826 | Springer Electric Coop, Inc | 59560 | Springer Solar 1 | NM | Colfax | SPRG1 | OP | Solar Photovoltaic | PV | Electric Utility | 1 | 1 | 0.9 | 0.8 | 5 | 2015 |  | Y | [8 empty] | 90.9 | 1.5 | 1.2 | Y | [5 empty] | N |  | N
64778 | Strata Manager, LLC | 59561 | Crockett Farm | NC | Lenoir | PV1 | OP | Solar Photovoltaic | PV | IPP Non-CHP | 2 | 5 | 5 | 5 | 12 | 2014 |  |  |  | Y | [6 empty] | 180 | 20 | 6.4 |  | Y |  |  |  |  | N |  | N
64778 | Strata Manager, LLC | 59562 | Eastover Farm | NC | Scotland | PV1 | OP | Solar Photovoltaic | PV | IPP Non-CHP | 2 | 5 | 5 | 5 | 9 | 2014 |  |  |  | Y | [6 empty] | 180 | 25 | 6.4 | Y | [5 empty] | N |  | N
64778 | Strata Manager, LLC | 59563 | Foxfire Solar Farm | NC | Moore | PV1 | OP | Solar Photovoltaic | PV | IPP Non-CHP | 2 | 5 | 5 | 5 | 8 | 2015 |  |  |  | Y | [6 empty] | 180 | 20 | 6.5 |  | Y |  |  |  |  | N |  | N
64778 | Strata Manager, LLC | 59564 | Hutchinson Farm | NC | Cleveland | PV1 | OP | Solar Photovoltaic | PV | IPP Non-CHP | 2 | 5 | 5 | 5 | 12 | 2014 |  |  |  | Y | [6 empty] | 180 | 20 | 6.7 |  | Y |  |  |  |  | N |  | N
64778 | Strata Manager, LLC | 59565 | Keen Farm | NC | Johnston | PV1 | OP | Solar Photovoltaic | PV | IPP Non-CHP | 2 | 5 | 5 | 5 | 12 | 2015 |  |  |  | Y | [6 empty] | 180 | 20 | 6.5 | Y | [5 empty] | N |  | N
59307 | Ashley Solar Farm, LLC | 59566 | Ashley Solar Farm | NC | Yadkin | PV1 | OP | Solar Photovoltaic | PV | IPP Non-CHP | 2 | 4 | 4 | 4 | 3 | 2015 |  |  |  | Y | [6 empty] | 180 | 20 | 5 | N | Y |  |  |  |  | N |  | N
64778 | Strata Manager, LLC | 59567 | Bearford Farm Solar Project | NC | Pender | PV1 | OP | Solar Photovoltaic | PV | IPP Non-CHP | 2 | 5 | 5 | 5 | 3 | 2017 |  |  |  | Y | [6 empty] | 190 | 20 | 6.4 | Y | [5 empty] | N |  | N
64994 | SolRiver Capital LLC | 59569 | Whitetail Solar | SC | Dillon | PV1 | OP | Solar Photovoltaic | PV | IPP Non-CHP | 2 | 10 | 10 | 10 | 12 | 2021 |  | Y | [8 empty] | 0 |  | 14.2 | Y | [5 empty] | N |  | N
5416 | Duke Energy Carolinas, LLC | 59570 | Mocksville Solar | NC | Davie | PV1 | OP | Solar Photovoltaic | PV | Electric Utility | 1 | 15.4 | 15.4 | 15.4 | 12 | 2016 |  |  |  | Y | [6 empty] | 180 | 20 | 20 | Y | [5 empty] | N |  | N
65305 | Clean Focus Yield, LLC | 59573 | Tisbury Landfill Solar | MA | Dukes | TIS1 | OP | Solar Photovoltaic | PV | IPP Non-CHP | 2 | 1.1 | 1.1 | 1.1 | 7 | 2014 |  |  |  | Y | [6 empty] | 180 | 25 | 1.2 | Y | [5 empty] | N |  | N
64778 | Strata Manager, LLC | 59575 | Manway Solar Farm | NC | Bladen | PV1 | OP | Solar Photovoltaic | PV | IPP Non-CHP | 2 | 5 | 5 | 5 | 12 | 2015 |  |  |  | Y | [6 empty] | 180 | 20 | 6.4 | Y | [5 empty] | N |  | N
61060 | Cypress Creek Renewables | 59576 | Millikan Farm | NC | Randolph | GEN1 | OP | Solar Photovoltaic | PV | IPP Non-CHP | 2 | 5 | 5 | 5 | 11 | 2015 |  |  |  | Y | [6 empty] | 180 | 20 | 7 | Y | [5 empty] | N |  | N
64778 | Strata Manager, LLC | 59577 | Misenheimer Farm | NC | Stanly | PV1 | OP | Solar Photovoltaic | PV | IPP Non-CHP | 2 | 5 | 5 | 5 | 12 | 2015 |  |  |  | Y | [6 empty] | 190 | 20 | 6.4 | Y | [5 empty] | N |  | N
59462 | Heelstone Energy Holdings, LLC | 59578 | Monroe Moore Farm | NC | Union | PV1 | OP | Solar Photovoltaic | PV | IPP Non-CHP | 2 | 5 | 5 | 5 | 12 | 2016 |  |  |  | Y | [6 empty] | 180 | 20 | 6.4 | Y | [5 empty] | N |  | N
64778 | Strata Manager, LLC | 59579 | Franklin Solar 2 | NC | Franklin | PV1 | OP | Solar Photovoltaic | PV | IPP Non-CHP | 2 | 2 | 2 | 2 | 3 | 2014 |  |  |  | Y | [6 empty] | 180 | 20 | 2.7 | Y | [5 empty] | N |  | N
64778 | Strata Manager, LLC | 59581 | Stout Farm | NC | Orange | PV1 | OP | Solar Photovoltaic | PV | IPP Non-CHP | 2 | 5 | 5 | 5 | 12 | 2014 |  |  |  | Y | [6 empty] | 180 | 20 | 6.6 | Y | [5 empty] | N |  | N
64778 | Strata Manager, LLC | 59583 | Tart Farm | NC | Cumberland | PV1 | OP | Solar Photovoltaic | PV | IPP Non-CHP | 2 | 5 | 5 | 5 | 6 | 2016 |  |  |  | Y | [6 empty] | 180 | 20 | 6.5 | Y | [5 empty] | N |  | N
59329 | Wellons Farm, LLC | 59584 | Wellons Farm | NC | Johnston | PV1 | OP | Solar Photovoltaic | PV | IPP Non-CHP | 2 | 5 | 5 | 5 | 12 | 2015 |  |  |  | Y | [6 empty] | 180 | 20 | 6.7 | Y | [5 empty] | N |  | N
64778 | Strata Manager, LLC | 59586 | Woodland Church Farm | NC | Duplin | PV1 | OP | Solar Photovoltaic | PV | IPP Non-CHP | 2 | 5 | 5 | 5 | 12 | 2015 |  |  |  | Y | [6 empty] | 190 | 20 | 6.7 | Y | [5 empty] | N |  | N
59332 | Yadkin 601 Farm, LLC | 59587 | Yadkin 601 Farm | NC | Yadkin | PV1 | OP | Solar Photovoltaic | PV | IPP Non-CHP | 2 | 3 | 3 | 3 | 6 | 2015 |  |  |  | Y | [6 empty] | 180 | 20 | 3.9 | N | Y |  |  |  |  | N |  | N
17650 | Southern Power Co | 59589 | Rutherford Farm | NC | Rutherford | PV1 | OP | Solar Photovoltaic | PV | IPP Non-CHP | 2 | 74.8 | 74.8 | 74.8 | 12 | 2016 |  |  |  | Y | [6 empty] | 180 | 25 | 92 | Y | [5 empty] | N |  | N
59462 | Heelstone Energy Holdings, LLC | 59591 | Schell Solar Farm | NC | Northampton | PV1 | OP | Solar Photovoltaic | PV | IPP Non-CHP | 2 | 5 | 5 | 5 | 12 | 2016 |  |  |  | Y | [6 empty] | 180 | 20 | 6.8 | Y | [5 empty] | N |  | N
59462 | Heelstone Energy Holdings, LLC | 59592 | Sedberry Farm | NC | Moore | PV1 | OP | Solar Photovoltaic | PV | IPP Non-CHP | 2 | 5 | 5 | 5 | 12 | 2016 |  |  |  | Y | [6 empty] | 180 | 20 | 6.2 | Y | [5 empty] | N |  | N
64778 | Strata Manager, LLC | 59593 | Spring Valley Farm 2, LLC | NC | Vance | PV1 | OP | Solar Photovoltaic | PV | IPP Non-CHP | 2 | 5 | 5 | 5 | 4 | 2017 |  |  |  | Y | [6 empty] | 180 | 20 | 6.4 | Y | [5 empty] | N |  | N
59340 | Stikeleather Farm, LLC | 59595 | Stikeleather Farm | NC | Alexander | PV1 | OP | Solar Photovoltaic | PV | IPP Non-CHP | 2 | 5 | 5 | 5 | 8 | 2015 |  |  |  | Y | [6 empty] | 180 | 20 | 6.3 | Y | [5 empty] | N |  | N
59345 | Colton Solar One, LLC | 59597 | Colton Solar One, LLC | CA | San Bernardino | CS001 | OP | Solar Photovoltaic | PV | IPP Non-CHP | 2 | 2.5 | 2.5 | 2.5 | 6 | 2015 | N |  |  | Y | [6 empty] | 180 | 1 | 3.2 | Y | [5 empty] | N |  | N
59346 | Colton Solar Two, LLC | 59598 | Colton Solar Two, LLC | CA | San Bernardino | CS002 | OP | Solar Photovoltaic | PV | IPP Non-CHP | 2 | 1 | 1 | 1 | 4 | 2015 | N | Y | [8 empty] | 90 |  | 1.2 | Y | [5 empty] | N |  | N
61230 | Arevon Energy, Inc. | 59599 | Tropico Solar PV Plant | CA | Tulare | GEN1 | OP | Solar Photovoltaic | PV | IPP Non-CHP | 2 | 14 | 13 | 11 | 9 | 2016 |  | Y | [8 empty] | 90 |  | 18.2 | Y | [5 empty] | N |  | N
61230 | Arevon Energy, Inc. | 59600 | Nicolis Solar PV Plant | CA | Tulare | GEN1 | OP | Solar Photovoltaic | PV | IPP Non-CHP | 2 | 20 | 19 | 16 | 9 | 2016 |  | Y | [8 empty] | 90 |  | 26 | Y | [5 empty] | N |  | N
15477 | Public Service Elec & Gas Co | 59601 | L&D Landfill Solar | NJ | Burlington | L&D | OP | Solar Photovoltaic | PV | Electric Utility | 1 | 10 | 10 | 10 | 12 | 2015 |  | N |  | Y | [6 empty] | 180 | 20 | 12.9 | Y | [5 empty] | N |  | N
61060 | Cypress Creek Renewables | 59603 | Walters Solar (FLS 260) | NC | Robeson | FLS1 | OP | Solar Photovoltaic | PV | IPP Non-CHP | 2 | 5 | 5 | 4 | 8 | 2015 |  |  |  | Y | [6 empty] | 180 | 20 | 6.5 | Y | [5 empty] | N |  | N
61060 | Cypress Creek Renewables | 59604 | Stagecoach Solar | NC | Vance | FLS1 | OP | Solar Photovoltaic | PV | IPP Non-CHP | 2 | 5 | 5 | 5 | 5 | 2015 |  |  |  | Y | [6 empty] | 180 | 20 | 6.3 | Y | [5 empty] | N |  | N
61060 | Cypress Creek Renewables | 59605 | Vicksburg Solar | NC | Vance | FLS1 | OP | Solar Photovoltaic | PV | IPP Non-CHP | 2 | 5 | 5 | 4 | 5 | 2015 |  |  |  | Y | [6 empty] | 180 | 20 | 6.4 | Y | [5 empty] | N |  | N
61060 | Cypress Creek Renewables | 59606 | Soul City Solar | NC | Warren | FLS1 | OP | Solar Photovoltaic | PV | IPP Non-CHP | 2 | 3.5 | 3.5 | 3 | 4 | 2015 |  |  |  | Y | [6 empty] | 180 | 20 | 3.8 | Y | [5 empty] | N |  | N
60453 | Onward Energy | 59607 | Maricopa West Solar PV, LLC | CA | Kern | MWS | OP | Solar Photovoltaic | PV | IPP Non-CHP | 2 | 20 | 20 | 20 | 12 | 2015 |  | Y | [8 empty] | 180 | 45 | 28.2 | Y | [5 empty] | N |  | N
59353 | AP North Lake I, LP | 59610 | AP North Lake I, LP | CA | Riverside | APNLI | OP | Solar Photovoltaic | PV | IPP Non-CHP | 2 | 20 | 20 | 20 | 8 | 2015 |  | Y | [8 empty] | 180 | 0 | 24.5 | Y | [5 empty] | N |  | N
59354 | LKL BLBD, LLC | 59611 | LKL BLBD, LLC | FL | Polk | LKLBB | OP | Solar Photovoltaic | PV | IPP Non-CHP | 2 | 6 | 6 | 6 | 8 | 2015 |  | Y |  | N | [6 empty] | 180 | 0 | 7.7 | Y | [5 empty] | N |  | N
61944 | MN8 Energy LLC | 59613 | Town of Williamson Landfill PV | NY | Wayne | TWLL | OP | Solar Photovoltaic | PV | Commercial Non-CHP | 4 | 1.2 | 1.2 | 1.2 | 12 | 2014 |  |  |  | Y | [6 empty] | 185 | 20 | 1.5 | Y | [5 empty] | N |  | N
59300 | PNM Resources | 59618 | Meadow Lake Solar Energy Center | NM | Valencia | MLK | OP | Solar Photovoltaic | PV | Electric Utility | 1 | 9.1 | 9 | 9 | 1 | 2015 |  | Y | [8 empty] | 180 | 25 | 11.4 |  | Y |  |  |  |  | N |  | N
59300 | PNM Resources | 59619 | Cibola | NM | Cibola | CBLA | OP | Solar Photovoltaic | PV | Electric Utility | 1 | 7.6 | 7.6 | 7.6 | 2 | 2015 |  | Y | [8 empty] | 180 | 25 | 9.4 |  | Y |  |  |  |  | N |  | N
59358 | REUT Origination, LLC | 59620 | South Milford Solar Plant | UT | Beaver | SMS1 | OP | Solar Photovoltaic | PV | IPP Non-CHP | 2 | 2.9 | 2.9 | 2.9 | 3 | 2015 |  | Y | [8 empty] | 180 | 0 | 3.8 | Y | [5 empty] | N |  | N
61012 | AES Distributed Energy | 59623 | Clarkson Solar | NY | St Lawrence | CSPV | OP | Solar Photovoltaic | PV | IPP Non-CHP | 2 | 2 | 2 | 2 | 11 | 2014 |  |  |  | Y | [6 empty] | 135 | 25 | 2.3 | Y | [5 empty] | N |  | Y | 2.3
58871 | Citizens Enterprises Corporation | 59624 | Twiss Street Solar | MA | Hampden | PV1 | OP | Solar Photovoltaic | PV | IPP Non-CHP | 2 | 1.5 | 1.5 | 1.5 | 1 | 2015 |  |  |  | Y | [6 empty] | 180 | 25 | 2 | Y | [5 empty] | N |  | N
58871 | Citizens Enterprises Corporation | 59625 | Chicopee River Solar | MA | Hampden | PV1 | OP | Solar Photovoltaic | PV | IPP Non-CHP | 2 | 2 | 2 | 2 | 1 | 2015 |  |  |  | Y | [6 empty] | 180 | 25 | 2.6 | Y | [5 empty] | N |  | N
58871 | Citizens Enterprises Corporation | 59626 | Chicopee Granby Road Solar | MA | Hampden | PV1 | OP | Solar Photovoltaic | PV | IPP Non-CHP | 2 | 1.6 | 1.6 | 1.6 | 1 | 2015 |  |  |  | Y | [6 empty] | 180 | 25 | 2.1 | Y | [5 empty] | N |  | N
56990 | NJR Clean Energy Ventures Corporation | 59627 | Harmony | NJ | Warren | HRMNY | OP | Solar Photovoltaic | PV | IPP Non-CHP | 2 | 3 | 3 | 3 | 6 | 2015 |  |  |  | Y | [6 empty] | 180 | 20 | 3.9 | Y | [5 empty] | N |  | N
56990 | NJR Clean Energy Ventures Corporation | 59628 | Hanover | NJ | Burlington | HNOVR | OP | Solar Photovoltaic | PV | IPP Non-CHP | 2 | 5 | 5 | 5 | 9 | 2015 |  |  |  | Y | [6 empty] | 180 | 20 | 6 | Y | [5 empty] | N |  | N
65432 | CVI CleanCapital Solar 1 LLC | 59630 | CentraState Medical Center PV Facility | NJ | Monmouth | CS | OP | Solar Photovoltaic | PV | Commercial Non-CHP | 4 | 5.2 | 5.2 | 5.2 | 10 | 2014 |  |  |  | Y | [6 empty] | 180 | 15 | 6.3 | Y | [5 empty] | Y | 6.3 | N
63069 | CVI CleanCapital Solar 5 LLC | 59631 | Imclone Solar Electric Facility | NJ | Somerset | IM | OP | Solar Photovoltaic | PV | Commercial Non-CHP | 4 | 8 | 8 | 8 | 5 | 2014 |  |  |  | Y | [6 empty] | 180 | 20 | 10 | Y | [5 empty] | Y | 10 | N
12524 | Midwest Energy Inc | 59632 | Midwest Energy Community Solar Array | KS | Thomas | 1036 | OP | Solar Photovoltaic | PV | Electric Utility | 1 | 1 | 1.2 | 1.2 | 2 | 2015 |  | Y |  | N | [5 empty] | N | 180 |  | 1.2 | Y | [5 empty] | N |  | Y | 1.2
59381 | EE Kettleman California LLC | 59633 | Kettleman Solar -Centaurus | CA | Kings | KS | OP | Solar Photovoltaic | PV | IPP Non-CHP | 2 | 20 | 20 | 18 | 7 | 2015 |  | Y | [8 empty] | 180 |  | 27 | Y |  |  |  |  | N | N |  | N
61012 | AES Distributed Energy | 59634 | Sandstone Solar | AZ | Pinal | SNDST | OP | Solar Photovoltaic | PV | IPP Non-CHP | 2 | 45 | 43 | 42 | 12 | 2015 |  | Y | [8 empty] | 90 |  | 57.5 |  | Y |  |  |  |  | N |  | N
59388 | Charlton Solar I, LLC | 59636 | Charlton Solar I CSG | MA | Worcester | 37021 | OP | Solar Photovoltaic | PV | IPP Non-CHP | 2 | 4 | 3.9 | 2.3 | 12 | 2014 |  |  |  | Y | [5 empty] | N | 188 | 21 | 4.4 | Y | [5 empty] | N |  | Y | 4.4
61230 | Arevon Energy, Inc. | 59638 | Coronal Lost Hills | CA | Kern | CLH | OP | Solar Photovoltaic | PV | IPP Non-CHP | 2 | 20 | 20 | 20 | 5 | 2015 |  | Y | [8 empty] | 90 |  | 25.9 | Y | [5 empty] | N |  | N
65411 | Duke Energy Renewables Services | 59641 | Garysburg Solar | NC | Northampton | 5MWPV | OP | Solar Photovoltaic | PV | IPP Non-CHP | 2 | 5 | 5 | 5 | 3 | 2016 |  |  |  | Y | [6 empty] | 180 | 25 | 6.2 | Y | [5 empty] | N |  | N
65411 | Duke Energy Renewables Services | 59642 | Gaston Solar | NC | Northampton | 5MWPV | OP | Solar Photovoltaic | PV | IPP Non-CHP | 2 | 5 | 5 | 5 | 4 | 2016 |  | N |  | Y | [6 empty] | 180 | 25 | 6.2 | Y | [5 empty] | N |  | N
65411 | Duke Energy Renewables Services | 59643 | Seaboard Solar LLC | NC | Northampton | 5MWPV | OP | Solar Photovoltaic | PV | IPP Non-CHP | 2 | 5 | 5 | 5 | 6 | 2016 |  | N |  | Y | [6 empty] | 180 | 25 | 6.2 | Y | [5 empty] | N |  | N
61060 | Cypress Creek Renewables | 59645 | Mt Olive Solar 1 | NC | Wayne | FLS1 | OP | Solar Photovoltaic | PV | IPP Non-CHP | 2 | 5 | 5 | 5 | 5 | 2015 |  |  |  | Y | [6 empty] | 180 | 20 | 6.5 | Y | [5 empty] | N |  | N
61060 | Cypress Creek Renewables | 59646 | FLS Solar 230 (Warren) | NC | Duplin | FLS1 | OP | Solar Photovoltaic | PV | IPP Non-CHP | 2 | 4.8 | 4.8 | 4.8 | 5 | 2015 |  |  |  | Y | [6 empty] | 180 | 20 | 6.3 | Y | [5 empty] | N |  | N
65411 | Duke Energy Renewables Services | 59648 | Tarboro Solar | NC | Edgecombe | 5MWPV | OP | Solar Photovoltaic | PV | IPP Non-CHP | 2 | 5 | 5 | 5 | 1 | 2016 |  | N |  | Y | [6 empty] | 180 | 25 | 6.2 | Y | [5 empty] | N |  | N
11208 | Los Angeles Department of Water & Power | 59651 | Forever 21 Retail, Inc. | CA | Los Angeles | W4161 | OP | Solar Photovoltaic | PV | IPP Non-CHP | 2 | 1.3 | 1.3 | 1 | 2 | 2015 |  |  |  | Y | [6 empty] | 190 | 30 | 1.7 | Y | [5 empty] | N |  | N
11208 | Los Angeles Department of Water & Power | 59652 | Nordhoff Place | CA | Los Angeles | W4162 | OP | Solar Photovoltaic | PV | IPP Non-CHP | 2 | 0.9 | 1 | 0.6 | 9 | 2014 |  |  |  | Y | [6 empty] | 190 | 30 | 1.3 | Y | [5 empty] | N |  | N
61944 | MN8 Energy LLC | 59653 | City of Truth or Consequences PV | NM | Sierra | COTC | OP | Solar Photovoltaic | PV | IPP Non-CHP | 2 | 1.9 | 1.9 | 1.9 | 2 | 2015 |  | Y |  |  | N | [5 empty] | 0 | 0 | 2 | Y | [5 empty] | N |  | N
60453 | Onward Energy | 59656 | Comanche Solar | CO | Pueblo | COMCH | OP | Solar Photovoltaic | PV | IPP Non-CHP | 2 | 120 | 120 | 120 | 9 | 2016 |  | Y | [7 empty] | N | 180 |  | 150 | Y | [5 empty] | N |  | N
60453 | Onward Energy | 59657 | Imperial Valley Solar Co (IVSC) 2, LLC | CA | Imperial | IVSC2 | OP | Solar Photovoltaic | PV | IPP Non-CHP | 2 | 20 | 20 | 20 | 6 | 2015 |  |  |  | Y | [6 empty] | 180 | 25 | 26 | Y | [5 empty] | N |  | N
61119 | SRE Utility Solar 1, LLC | 59663 | Cornwall Solar Center, LLC | NC | Granville | CSC1 | OP | Solar Photovoltaic | PV | IPP Non-CHP | 2 | 5 | 5 | 5 | 10 | 2016 |  |  |  | Y | [6 empty] | 180 | 25 | 6.4 | Y | [5 empty] | N |  | N
58468 | Dominion Renewable Energy | 59665 | Innovative Solar 37 LLC | NC | Anson | IS037 | OP | Solar Photovoltaic | PV | IPP Non-CHP | 2 | 100 | 97.5 | 97.5 | 5 | 2017 |  |  |  | Y | [6 empty] | 180 | 20 | 110 | Y | [5 empty] | N |  | N
64875 | US Funding 1 | 59666 | Innovative Solar 47 | NC | Robeson | IS047 | OP | Solar Photovoltaic | PV | IPP Non-CHP | 2 | 33.8 | 33.8 | 33.8 | 4 | 2017 |  | Y | [8 empty] | 180 | 0 | 47 | Y | [5 empty] | N |  | N
61060 | Cypress Creek Renewables | 59667 | Innovative Solar 48 | NC | Robeson | IS048 | OP | Solar Photovoltaic | PV | IPP Non-CHP | 2 | 4.9 | 4.9 | 4.9 | 11 | 2015 |  |  |  | Y | [6 empty] | 180 | 20 | 6.3 | Y | [5 empty] | N |  | N
61694 | John Laing US Solar Corp. | 59669 | Innovative Solar 54 | NC | Lenoir | IS054 | OP | Solar Photovoltaic | PV | IPP Non-CHP | 2 | 50 | 50 | 50 | 12 | 2018 | N | N |  | Y | [6 empty] | 180 | 20 | 73.7 | Y | [5 empty] | N |  | N
61119 | SRE Utility Solar 1, LLC | 59670 | Innovative Solar 23 | NC | Cleveland | IS023 | OP | Solar Photovoltaic | PV | IPP Non-CHP | 2 | 1.9 | 1.9 | 1.9 | 12 | 2015 |  |  |  | Y | [6 empty] | 180 | 20 | 2.8 | Y | [5 empty] | N |  | N
61060 | Cypress Creek Renewables | 59671 | Innovative Solar 46 | NC | Cumberland | IS046 | OP | Solar Photovoltaic | PV | IPP Non-CHP | 2 | 78.5 | 78.5 | 78.5 | 12 | 2016 |  | Y | [8 empty] | 180 | 20 | 100.1 | Y | [5 empty] | N |  | N
61060 | Cypress Creek Renewables | 59675 | Innovative Solar 44 | NC | Robeson | IS044 | OP | Solar Photovoltaic | PV | IPP Non-CHP | 2 | 4.9 | 4.9 | 4.9 | 11 | 2015 |  |  |  | Y | [6 empty] | 180 | 20 | 6.1 | Y | [5 empty] | N |  | N
61060 | Cypress Creek Renewables | 59676 | Innovative Solar 55 | NC | Robeson | IS044 | OP | Solar Photovoltaic | PV | IPP Non-CHP | 2 | 6.5 | 6.5 | 6.5 | 12 | 2017 |  |  |  | Y | [6 empty] | 180 | 20 | 6.9 | Y | [5 empty] | N |  | N
61060 | Cypress Creek Renewables | 59677 | Innovative Solar 64 | NC | Sampson | IS064 | OP | Solar Photovoltaic | PV | IPP Non-CHP | 2 | 4.9 | 4.9 | 4.9 | 1 | 2016 |  |  |  | Y | [6 empty] | 180 | 20 | 6.4 | Y | [5 empty] | N |  | N
61694 | John Laing US Solar Corp. | 59678 | Innovative Solar 67 | NC | Pender | IS067 | OP | Solar Photovoltaic | PV | IPP Non-CHP | 2 | 33.3 | 33.3 | 33.3 | 12 | 2018 |  | Y |  | N | [6 empty] | 180 | 0 | 49 | Y | [5 empty] | N |  | N
60025 | Greenbacker Renewable Energy Corporation | 59682 | Main Street Solar Project | VT | Rutland | MS258 | OP | Solar Photovoltaic | PV | IPP Non-CHP | 2 | 1.5 | 1.5 | 1.5 | 12 | 2014 |  |  |  | Y | [6 empty] | 180 | 25 | 2 | Y |  |  |  |  | N | Y | 1.5 | N
63438 | Lordstown Motors Corp | 59683 | Lordstown Motor Corp | OH | Trumbull | 12345 | OP | Solar Photovoltaic | PV | Industrial Non-CHP | 6 | 2.2 | 1.7 | 0.6 | 1 | 2015 |  |  |  | Y | [6 empty] | 180 | 25 | 2.2 | Y | [5 empty] | N |  | N
19876 | Virginia Electric & Power Co | 59685 | Remington Solar Facility | VA | Fauquier | 01 | OP | Solar Photovoltaic | PV | Electric Utility | 1 | 20 | 8 |  | 10 | 2017 |  |  |  | Y | [6 empty] | 180 | 20 | 27.7 |  | Y |  |  |  |  | N |  | N
60281 | Altus Power America Management, LLC | 59687 | Sun Harvest Solar NDP1 | CA | Merced | NDP1 | OP | Solar Photovoltaic | PV | IPP Non-CHP | 2 | 1.5 | 1.5 | 1.5 | 5 | 2015 |  | Y | [8 empty] | 0 | 0 | 2 | Y | [5 empty] | N |  | N
61230 | Arevon Energy, Inc. | 59689 | Gulf Coast Solar Center I | FL | Okaloosa | GCSC1 | OP | Solar Photovoltaic | PV | IPP Non-CHP | 2 | 30 | 30 | 30 | 6 | 2017 |  |  |  | Y | [6 empty] | 225 | 20 | 42.2 |  | Y |  |  |  |  | N |  | N
61230 | Arevon Energy, Inc. | 59690 | Gulf Coast Solar Center II | FL | Santa Rosa | GCSC2 | OP | Solar Photovoltaic | PV | IPP Non-CHP | 2 | 40 | 40 | 40 | 11 | 2017 |  |  |  | Y | [6 empty] | 220 | 20 | 53.8 |  | Y |  |  |  |  | N |  | N
61230 | Arevon Energy, Inc. | 59691 | Gulf Coast Solar Center III | FL | Escambia | GCSC3 | OP | Solar Photovoltaic | PV | IPP Non-CHP | 2 | 50 | 50 | 50 | 11 | 2017 |  |  |  | Y | [6 empty] | 220 | 20 | 68.7 |  | Y |  |  |  |  | N |  | N
61119 | SRE Utility Solar 1, LLC | 59694 | Aspen Solar, LLC | NC | Duplin | GEN1 | OP | Solar Photovoltaic | PV | IPP Non-CHP | 2 | 5 | 4.9 | 4.9 | 11 | 2015 |  |  |  | Y | [6 empty] | 180 | 20 | 6.7 | Y | [5 empty] | N |  | N
60531 | Standard Solar | 59695 | Mt. Home Solar 1, LLC | ID | Elmore | MHPV1 | OP | Solar Photovoltaic | PV | IPP Non-CHP | 2 | 20 | 20 | 20 | 3 | 2017 |  | Y |  | N | [6 empty] | 180 | 60 | 28.5 | Y | [5 empty] | N |  | N
60453 | Onward Energy | 59702 | Pavant Solar, LLC | UT | Millard | 1 | OP | Solar Photovoltaic | PV | IPP Non-CHP | 2 | 50 | 50 | 50 | 12 | 2015 |  | Y | [8 empty] | 180 | 45 | 62.3 | Y | [5 empty] | N |  | N
60453 | Onward Energy | 59703 | Cottonwood Solar, LLC Cottonwood Carport | CA | Marin | 1 | OP | Solar Photovoltaic | PV | IPP Non-CHP | 2 | 1 | 1 | 1 | 5 | 2016 |  |  |  | Y | [6 empty] | 180 | 5 | 1.1 | Y | N |  |  |  |  | Y | 1.1 | N
59474 | BQ Energy LLC | 59705 | Steel Sun | NY | Erie | SSUN2 | OP | Solar Photovoltaic | PV | IPP Non-CHP | 2 | 2 | 2 | 1.7 | 12 | 2016 |  |  |  | Y | [6 empty] | 180 | 25 | 2.8 | Y | [5 empty] | N |  | Y | 2
61119 | SRE Utility Solar 1, LLC | 59706 | BRE | NC | Granville | NB005 | OP | Solar Photovoltaic | PV | IPP Non-CHP | 2 | 5 | 4.9 | 4.9 | 12 | 2015 |  |  |  | Y | [6 empty] | 180 | 20 | 6.8 | Y | [5 empty] | N |  | N
61060 | Cypress Creek Renewables | 59708 | Franklinton Solar | NC | Franklin | 5MWPV | OP | Solar Photovoltaic | PV | IPP Non-CHP | 2 | 5 | 5 | 5 | 3 | 2017 |  |  |  | Y | [6 empty] | 180 | 20 | 7 | Y | [5 empty] | N |  | N
59483 | Metropolitan Airports Commission | 59709 | St. Paul Intl Airport Red & Blue Parking | MN | Hennepin | PV1 | OP | Solar Photovoltaic | PV | IPP Non-CHP | 2 | 2.3 | 2.3 | 2.3 | 12 | 2015 |  |  |  | Y | [6 empty] | 121 | 20 | 3 | Y | [5 empty] | N |  | N
59483 | Metropolitan Airports Commission | 59709 | St. Paul Intl Airport Red & Blue Parking | MN | Hennepin | PV2 | OP | Solar Photovoltaic | PV | IPP Non-CHP | 2 | 0.9 | 0.9 | 0.9 | 12 | 2016 |  |  |  | Y | [6 empty] | 121 | 20 | 1.3 | Y | [5 empty] | N |  | N
60496 | Adapture Renewables, Inc. | 59713 | Holdrege Solar Center | NE | Lancaster | HDSC | OP | Solar Photovoltaic | PV | IPP Non-CHP | 2 | 4 | 4 | 4 | 6 | 2016 |  | Y | [8 empty] | 90 | 45 | 4.7 | Y | [5 empty] | N |  | N
57389 | IKEA Property Inc | 59714 | IKEA St. Louis 410 | MO | St Louis City | IK410 | OP | Solar Photovoltaic | PV | Commercial Non-CHP | 4 | 1 | 1 | 1 | 9 | 2015 |  |  |  | Y | [6 empty] | 180 | 12 | 1.3 | Y | [5 empty] | N |  | N
59287 | Laurel Capital Partners | 59715 | DD Hay Road Solar 23 LLC | DE | New Castle | PV1 | OP | Solar Photovoltaic | PV | IPP Non-CHP | 2 | 1.2 | 1.2 | 1.2 | 5 | 2015 |  |  |  | Y | [6 empty] | 185 | 10 | 1.2 | [5 empty] | Y | N |  | N
59484 | Framingham State University | 59717 | Framingham State University Plant | MA | Middlesex | ACPV | OP | Solar Photovoltaic | PV | Commercial Non-CHP | 4 | 0.7 | 0.7 | 0.7 | 4 | 2011 |  | Y | [8 empty] | 165 |  | 0.7 | Y | [5 empty] | N |  | N
59484 | Framingham State University | 59717 | Framingham State University Plant | MA | Middlesex | CCPV | OP | Solar Photovoltaic | PV | Commercial Non-CHP | 4 | 0.3 | 0.3 | 0.3 | 4 | 2011 |  |  |  | Y | [6 empty] | 165 | 10 | 0.3 | Y | [5 empty] | N |  | N
60281 | Altus Power America Management, LLC | 59719 | Charlotte Solar LLC VT | VT | Chittenden | CS001 | OP | Solar Photovoltaic | PV | IPP Non-CHP | 2 | 2 | 2 | 2 | 7 | 2014 |  |  |  | Y | [6 empty] | 188 | 25 | 2.5 | Y | [5 empty] | N |  | N
65411 | Duke Energy Renewables Services | 59722 | Seville 1 | CA | Imperial | SEV1 | OP | Solar Photovoltaic | PV | IPP Non-CHP | 2 | 20 | 20 | 20 | 12 | 2015 |  | Y | [8 empty] | 180 |  | 27 |  | Y |  |  |  |  | N |  | N
65411 | Duke Energy Renewables Services | 59723 | Seville 2 | CA | Imperial | SEV2 | OP | Solar Photovoltaic | PV | IPP Non-CHP | 2 | 30 | 30 | 30 | 12 | 2015 |  | Y | [8 empty] | 180 |  | 40 |  | Y |  |  |  |  | N |  | N
12670 | Missouri Jnt Muni.Pwr Elec. Ut. Comm. | 59729 | Macon Solar Power Project | MO | Macon | MSF1 | OP | Solar Photovoltaic | PV | IPP Non-CHP | 2 | 2.8 | 2.8 | 2.8 | 6 | 2015 |  |  |  | Y | [6 empty] | 180 | 30 | 3.2 | Y | [5 empty] | N |  | N
61012 | AES Distributed Energy | 59730 | SEPV 18 | CA | Los Angeles | SPV18 | OP | Solar Photovoltaic | PV | IPP Non-CHP | 2 | 2 | 2 | 2 | 1 | 2016 |  | Y | [7 empty] | N | 90 |  | 2.7 | Y | [5 empty] | N |  | N
59500 | Sunny Templeton, LLC | 59731 | Templeton | MA | Worcester | TEMPL | OP | Solar Photovoltaic | PV | IPP Non-CHP | 2 | 3 | 3 | 3 | 12 | 2014 |  |  |  | Y | [6 empty] | 180 | 20 | 4.5 | Y | [5 empty] | N |  | N
61012 | AES Distributed Energy | 59737 | Aspiration G | CA | Fresno | ASPRG | OP | Solar Photovoltaic | PV | IPP Non-CHP | 2 | 9 | 9 | 9 | 9 | 2017 |  | Y | [8 empty] | 90 |  | 11.7 | Y | [5 empty] | N |  | N
61012 | AES Distributed Energy | 59738 | Citizen B | CA | Fresno | CSB | OP | Solar Photovoltaic | PV | IPP Non-CHP | 2 | 5 | 5 | 5 | 12 | 2015 |  |  |  | Y | [6 empty] | 180 | 25 | 7.1 | Y | [5 empty] | N |  | N
61012 | AES Distributed Energy | 59739 | Lancaster WAD B | CA | Los Angeles | LWADB | OP | Solar Photovoltaic | PV | IPP Non-CHP | 2 | 3 | 3 | 3 | 4 | 2017 |  | Y | [8 empty] | 90 |  | 3.9 | Y | [5 empty] | N |  | N
61012 | AES Distributed Energy | 59740 | SEPV Mojave West | CA | Kern | SPVMW | OP | Solar Photovoltaic | PV | IPP Non-CHP | 2 | 20 | 20 | 20 | 6 | 2016 |  | Y | [8 empty] | 90 |  | 25 | Y | [5 empty] | N |  | N
59508 | Barton Solar, LLC | 59741 | Barton Solar Farm | VT | Orleans | BARTN | OP | Solar Photovoltaic | PV | IPP Non-CHP | 2 | 1.9 | 1.9 | 1.6 | 11 | 2014 |  |  |  | Y | [6 empty] | 180 | 25 | 2.6 | Y | [5 empty] | N |  | N
8773 | Holy Cross Electric Assn, Inc | 59742 | Sunnyside Ranch Community Solar Array | CO | Garfield | HCE | OP | Solar Photovoltaic | PV | Electric Utility | 1 | 1.5 | 1.5 | 1.5 | 4 | 2015 |  | N |  | Y | [6 empty] | 180 | 35 | 1.8 | Y | [5 empty] | N |  | Y | 1.8
59540 | SunE SEM 1, LLC | 59743 | Chimes West Friendship (Nixon Farms) | MD | Howard | 1 | OP | Solar Photovoltaic | PV | IPP Non-CHP | 2 | 1.2 | 1.2 | 0.7 | 12 | 2014 |  | N |  | Y | [6 empty] | 180 | 15 | 1.5 | Y | [5 empty] | N |  | N
61219 | Longroad Energy Services LLC | 59744 | Lakeland Electric Co. (FL)-Airport 1 | FL | Polk | 1 | OP | Solar Photovoltaic | PV | IPP Non-CHP | 2 | 2.3 | 2.3 | 2 | 12 | 2011 |  | Y | [8 empty] | 180 | 0 | 2.7 | Y | [5 empty] | N |  | N
59511 | South Street Solar, LLC | 59745 | Leominster (MA)-South Street-R&D | MA | Middlesex | 1 | OP | Solar Photovoltaic | PV | IPP Non-CHP | 2 | 2.9 | 2.6 | 1.7 | 12 | 2013 |  |  |  | Y | [6 empty] | 180 | 25 | 3.5 | Y | [5 empty] | N |  | Y | 3.5
59512 | Team-Solar, Inc. | 59746 | DSH (CA) - Coalinga State Hospital | CA | Fresno | 1 | OP | Solar Photovoltaic | PV | IPP Non-CHP | 2 | 2 | 2.6 | 2.6 | 7 | 2014 |  | Y | [8 empty] | 0 | 0 | 2.6 | Y | [5 empty] | N |  | N
59514 | River Mountains Solar, LLC | 59747 | River Mountains Solar | NV | Clark | 1 | OP | Solar Photovoltaic | PV | IPP Non-CHP | 2 | 14.4 | 14.4 | 14.4 | 1 | 2016 |  | Y | [8 empty] | 0 | 0 | 18 | Y | [5 empty] | N |  | N
59512 | Team-Solar, Inc. | 59748 | CDCR (CA) - Pleasant Valley State Prison | CA | Fresno | 1 | OP | Solar Photovoltaic | PV | IPP Non-CHP | 2 | 1.2 | 1.2 | 1.2 | 7 | 2014 |  | Y | [8 empty] | 0 | 0 | 1.6 | Y | [5 empty] | N |  | N
58473 | NVT LICENSES, LLC | 59749 | UMES (MD) - Princess Anne | MD | Somerset | 1 | OP | Solar Photovoltaic | PV | IPP Non-CHP | 2 | 2 | 2.1 | 1.3 | 2 | 2011 |  | Y | [8 empty] | 180 | 0 | 2.2 | Y | [5 empty] | N |  | N
58473 | NVT LICENSES, LLC | 59750 | Bourne (MA) - Holliston I | MA | Middlesex | 1 | OP | Solar Photovoltaic | PV | IPP Non-CHP | 2 | 2.3 | 2.4 | 1.5 | 12 | 2014 |  | N |  | Y | [6 empty] | 180 | 20 | 2.9 | Y | [5 empty] | N |  | N
59518 | Wilzig Associates, LLC | 59751 | Wilzig Associates, LLC | NJ | Bergen | WILZG | OP | Solar Photovoltaic | PV | Commercial Non-CHP | 4 | 1.2 | 1.2 | 1.2 | 1 | 2013 |  |  |  | Y | [6 empty] | 180 | 30 | 1.5 | Y | [5 empty] | Y | 1.3 | N
59519 | TerraForm Solar XVII, LLC | 59752 | BlueWave Capital - Grafton (SREC II) | MA | Worcester | 1 | OP | Solar Photovoltaic | PV | IPP Non-CHP | 2 | 1.3 | 1.3 | 1.3 | 3 | 2015 |  |  |  | Y | [6 empty] | 180 | 25 | 1.6 | Y | [5 empty] | N |  | Y | 1.6
58473 | NVT LICENSES, LLC | 59754 | Lakeland Electric Co. (FL) - Airport II | FL | Polk | 1 | OP | Solar Photovoltaic | PV | IPP Non-CHP | 2 | 3.5 | 3.5 | 2.9 | 9 | 2012 |  | Y | [8 empty] | 180 | 0 | 3.5 | Y | [5 empty] | N |  | N
60281 | Altus Power America Management, LLC | 59755 | Chester Power Partners | VT | Windsor | PVS1 | OP | Solar Photovoltaic | PV | IPP Non-CHP | 2 | 2.2 | 2.2 | 2.2 | 11 | 2014 |  |  |  | Y | [6 empty] | 180 | 25 | 2.3 | Y | [5 empty] | N |  | N
61119 | SRE Utility Solar 1, LLC | 59760 | Red Hill Solar Center, LLC | NC | Warren | RHILL | OP | Solar Photovoltaic | PV | IPP Non-CHP | 2 | 5 | 4.9 | 4.9 | 12 | 2014 |  |  |  | Y | [6 empty] | 180 | 20 | 6.4 | Y | [5 empty] | N |  | N
61119 | SRE Utility Solar 1, LLC | 59761 | Van Slyke Solar Center, LLC | NC | Wilson | VSLYK | OP | Solar Photovoltaic | PV | IPP Non-CHP | 2 | 5 | 4.9 | 4.9 | 12 | 2014 |  |  |  | Y | [6 empty] | 180 | 20 | 6.6 | Y | [5 empty] | N |  | N
61119 | SRE Utility Solar 1, LLC | 59762 | Broadway Solar Center, LLC | NC | Columbus | BRDWY | OP | Solar Photovoltaic | PV | IPP Non-CHP | 2 | 5 | 4.9 | 4.9 | 12 | 2014 |  |  |  | Y | [6 empty] | 180 | 20 | 6.6 | Y | [5 empty] | N |  | N
59232 | Kearsarge Solar LLC | 59765 | Stetson Road Solar - Barre I | MA | Worcester | BI | OP | Solar Photovoltaic | PV | IPP Non-CHP | 2 | 2 | 2 | 2 | 5 | 2014 |  |  |  | Y | [6 empty] | 180 | 20 | 2.4 | Y | [5 empty] | N |  | Y | 2.4
59232 | Kearsarge Solar LLC | 59766 | Barre II Solar Project | MA | Worcester | BII | OP | Solar Photovoltaic | PV | IPP Non-CHP | 2 | 1.5 | 1.5 | 1.5 | 4 | 2014 |  |  |  | Y | [6 empty] | 180 | 20 | 1.9 | Y | [5 empty] | N |  | Y | 1.9
59232 | Kearsarge Solar LLC | 59767 | Chester Solar Farm | MA | Hampden | CHSTR | OP | Solar Photovoltaic | PV | IPP Non-CHP | 2 | 4.8 | 4.8 | 4.8 | 6 | 2014 |  |  |  | Y | [6 empty] | 180 | 20 | 6 | Y | [5 empty] | N |  | N
59232 | Kearsarge Solar LLC | 59768 | Concord Solar Farm | MA | Middlesex | CMLP | OP | Solar Photovoltaic | PV | IPP Non-CHP | 2 | 1.5 | 1.5 | 1.5 | 4 | 2014 |  |  |  | Y | [6 empty] | 180 | 15 | 1.7 | Y | [5 empty] | N |  | N
18454 | Tampa Electric Co | 59769 | TIA Solar | FL | Hillsborough | 1 | OP | Solar Photovoltaic | PV | Electric Utility | 1 | 1.6 | 1.6 | 1.6 | 12 | 2015 |  |  |  | Y | [5 empty] | N | 180 | 10 | 2 | Y | N |  |  | N |  | N |  | N
9234 | Indiana Municipal Power Agency | 59770 | IMPA Pendleton Solar Park | IN | Madison | SPEND | OP | Solar Photovoltaic | PV | Electric Utility | 1 | 2 | 2 | 1.6 | 10 | 2015 |  |  |  | Y | [6 empty] | 180 | 25 | 2.5 | Y | [5 empty] | N |  | N
59209 | Concord New Energy | 59771 | Jefferson Solar Park | WI | Jefferson | JSP01 | OP | Solar Photovoltaic | PV | IPP Non-CHP | 2 | 1 | 1 | 1 | 12 | 2013 |  |  |  | Y | [6 empty] | 180 | 25 | 1.1 | Y | [5 empty] | N |  | N
60281 | Altus Power America Management, LLC | 59775 | Adams Farm Solar | MA | Worcester | ADAMS | OP | Solar Photovoltaic | PV | IPP Non-CHP | 2 | 3 | 3 | 3 | 10 | 2013 |  |  |  | Y | [6 empty] | 180 | 25 | 3.5 | Y | [5 empty] | N |  | Y | 3.5
59519 | TerraForm Solar XVII, LLC | 59777 | RGS-Rutland VNM SREC II Project (MA) | MA | Worcester | 1 | OP | Solar Photovoltaic | PV | IPP Non-CHP | 2 | 2 | 2 | 2 | 11 | 2015 |  |  |  | Y | [6 empty] | 180 | 20 | 2.6 | Y | [5 empty] | N |  | Y | 2.6
61012 | AES Distributed Energy | 59778 | Eden Solar LLC | NC | Richmond | EDENS | OP | Solar Photovoltaic | PV | IPP Non-CHP | 2 | 47.7 | 47.7 | 47.7 | 12 | 2015 |  | Y | [8 empty] | 180 | 20 | 62.1 | Y | [5 empty] | N |  | N
61944 | MN8 Energy LLC | 59779 | Davis Monthan AFB (AZ) West Airfield | AZ | Pima | 1 | OP | Solar Photovoltaic | PV | IPP Non-CHP | 2 | 12.6 | 12.6 | 12.6 | 1 | 2014 |  | Y | [8 empty] | 0 | 0 | 16.4 | Y | [5 empty] | N |  | N
59545 | BWC Origination 4, LLC | 59780 | New Bedford (MA) Plymouth | MA | Plymouth | 1 | OP | Solar Photovoltaic | PV | IPP Non-CHP | 2 | 4.3 | 4.3 | 4.3 | 7 | 2014 |  |  |  | Y | [6 empty] | 180 | 20 | 5.6 | Y | [5 empty] | N |  | N
59546 | Nexamp Treasure Valley Solar, LLC | 59781 | Upper Blackstone (MA) Treasure Valley | MA | Worcester | 1 | OP | Solar Photovoltaic | PV | IPP Non-CHP | 2 | 5 | 5 | 5 | 7 | 2014 |  |  |  | Y | [6 empty] | 180 | 20 | 6 | Y | [5 empty] | N |  | N
59561 | SunE Solar XVII Project 2, LLC | 59786 | Fiddler's Canyon #2 | UT | Iron | FID2 | OP | Solar Photovoltaic | PV | IPP Non-CHP | 2 | 3 | 3 | 3 | 9 | 2015 |  | Y | [8 empty] | 180 | 0 | 3.9 | Y | [5 empty] | N |  | N
59560 | SunE Solar XVII Project 1, LLC | 59787 | Fiddler's Canyon #1 | UT | Iron | FID1 | OP | Solar Photovoltaic | PV | IPP Non-CHP | 2 | 3 | 3 | 3 | 9 | 2015 |  | Y |  | N | [6 empty] | 180 | 0 | 3.9 | Y | [5 empty] | N |  | N
60947 | Tesla Inc. | 59788 | Advance Stores Company, Inc | CT | Hartford | PV1 | OP | Solar Photovoltaic | PV | IPP Non-CHP | 2 | 1 | 1 | 1 | 11 | 2014 |  | Y | [8 empty] | 170 | 10 | 1.2 | Y | [5 empty] | Y | 1.2 | N
60947 | Tesla Inc. | 59789 | Millbrook School | NY | Dutchess | PV1 | OP | Solar Photovoltaic | PV | IPP Non-CHP | 2 | 1.4 | 1.4 | 1.4 | 3 | 2015 |  | Y | [8 empty] | 170 | 30 | 1.7 | Y | [5 empty] | Y | 1.7 | N
60947 | Tesla Inc. | 59790 | Oregon University System Rabbit Field | OR | Benton | PV1 | OP | Solar Photovoltaic | PV | IPP Non-CHP | 2 | 1.2 | 1.2 | 1.2 | 3 | 2014 |  |  |  | Y | [6 empty] | 180 | 20 | 1.4 | Y | [5 empty] | Y | 1.4 | N
59569 | TWE Ahoskie Solar Project, LLC | 59795 | Ahoskie | NC | Hertford | FLS1 | OP | Solar Photovoltaic | PV | IPP Non-CHP | 2 | 5 | 5 | 5 | 1 | 2018 |  |  |  | Y | [6 empty] | 180 | 20 | 5.8 | Y | [5 empty] | N |  | N
61060 | Cypress Creek Renewables | 59796 | Kelford | NC | Bertie | FLS1 | OP | Solar Photovoltaic | PV | IPP Non-CHP | 2 | 5 | 4.7 | 4.7 | 5 | 2016 |  |  |  | Y | [6 empty] | 180 | 20 | 6.4 | Y | [5 empty] | N |  | N
11208 | Los Angeles Department of Water & Power | 59798 | Colon PV | CA | Los Angeles | W4172 | OP | Solar Photovoltaic | PV | IPP Non-CHP | 2 | 1.3 | 0.9 | 1.4 | 12 | 2015 |  |  |  | Y | [6 empty] | 190 | 30 | 1.5 | Y | [5 empty] | N |  | N
60025 | Greenbacker Renewable Energy Corporation | 59807 | Airport 1 Solar (DIA) | CO | Denver | GBDIA | OP | Solar Photovoltaic | PV | IPP Non-CHP | 2 | 1.5 | 1.5 | 1.5 | 12 | 2009 |  |  |  | Y | [6 empty] | 180 | 22 | 1.6 | Y | [5 empty] | N |  | Y | 1.6
59589 | Rockfish Solar LLC | 59811 | Rockfish Solar LLC | MD | Charles | GEN1 | OP | Solar Photovoltaic | PV | IPP Non-CHP | 2 | 10.3 | 10.3 | 10.3 | 8 | 2015 |  | Y |  | N | [6 empty] | 90 |  | 12.9 | Y | [5 empty] | N |  | N
56769 | Consolidated Edison Development Inc. | 59814 | Copper Mountain Solar 4, LLC | NV | Clark | PV01 | OP | Solar Photovoltaic | PV | IPP Non-CHP | 2 | 51.8 | 51.8 | 51.8 | 10 | 2016 |  | Y | [8 empty] | 0 | 52 | 69.2 | Y | [5 empty] | N |  | N
56769 | Consolidated Edison Development Inc. | 59814 | Copper Mountain Solar 4, LLC | NV | Clark | PV02 | OP | Solar Photovoltaic | PV | IPP Non-CHP | 2 | 41.8 | 41.8 | 41.8 | 9 | 2016 |  | Y | [8 empty] | 0 | 52 | 56 | Y | [5 empty] | N |  | N
59598 | Tooele Army Depot | 59817 | Tooele Army Depot(CSG) | UT | Tooele | PV1 | OP | Solar Thermal without Energy Storage | OT | IPP Non-CHP | 2 | 1.5 | 0.1 | 0.1 | 12 | 2021 | Y |  | Y | [9 empty] | 0.1 | [6 empty] | N |  | N
59599 | Shoe Show, Inc. | 59818 | Concord Farm | NC | Cabarrus | 1 | OP | Solar Photovoltaic | PV | IPP Non-CHP | 2 | 4.5 | 4.9 | 4.9 | 9 | 2011 |  |  |  | Y | [6 empty] | 225 | 10 | 5 | Y | [5 empty] | N |  | N
21538 | Mohave Electric Cooperative, Inc. | 59819 | Mohave Electric at Fort Mohave | AZ | Fort Mohave | PV1 | OP | Solar Photovoltaic | PV | IPP Non-CHP | 2 | 4.4 | 4.4 | 4.4 | 4 | 2015 |  |  |  | Y | [6 empty] | 180 | 22 | 5.3 | Y | [5 empty] | N |  | N
60281 | Altus Power America Management, LLC | 59820 | Hunt Farm Solar | MA | Franklin | HUNTF | OP | Solar Photovoltaic | PV | IPP Non-CHP | 2 | 3 | 3 | 3 | 9 | 2013 |  |  |  | Y | [6 empty] | 180 | 25 | 3.3 | Y | [5 empty] | N |  | Y | 3.3
60281 | Altus Power America Management, LLC | 59821 | 205 Sturbridge A | MA | Hampden | STURA | OP | Solar Photovoltaic | PV | IPP Non-CHP | 2 | 3 | 3 | 3 | 6 | 2014 |  |  |  | Y | [6 empty] | 180 | 30 | 4 | Y | [5 empty] | N |  | Y | 4
60281 | Altus Power America Management, LLC | 59822 | 201 Sturbridge B | MA | Hampden | STURB | OP | Solar Photovoltaic | PV | IPP Non-CHP | 2 | 2 | 2 | 2 | 6 | 2014 |  |  |  | Y | [6 empty] | 180 | 30 | 2.2 | Y | [5 empty] | N |  | Y | 2.2
63249 | Terraform Arcadia | 59823 | INDY III | IN | Marion | INDY3 | OP | Solar Photovoltaic | PV | IPP Non-CHP | 2 | 2.5 | 2.5 | 2.5 | 8 | 2015 |  | Y | [8 empty] | 0 | 10 | 3.2 | Y | [5 empty] | Y | 1.2 | N
61119 | SRE Utility Solar 1, LLC | 59824 | Sweetgum Solar | NC | Lee | 5732 | OP | Solar Photovoltaic | PV | IPP Non-CHP | 2 | 5 | 4.9 | 4.9 | 12 | 2015 |  |  |  | Y | [6 empty] | 180 | 20 | 6.9 | Y | [5 empty] | N |  | N
61060 | Cypress Creek Renewables | 59825 | South Louisburg Solar | NC | Franklin | 5MWPV | OP | Solar Photovoltaic | PV | IPP Non-CHP | 2 | 5 | 5 | 5 | 9 | 2016 |  |  |  | Y | [6 empty] | 180 | 20 | 7 | Y | [5 empty] | N |  | N
61785 | EDP Renewables North America LLC | 59826 | Sunshine Valley Solar | NV | Nye | GEN01 | OP | Solar Photovoltaic | PV | IPP Non-CHP | 2 | 103.5 | 103.5 | 103.5 | 12 | 2019 |  | Y | [8 empty] | 90 |  | 126 |  | Y |  |  |  |  | N |  | N
57170 | EDF Renewable Asset Holdings, Inc. | 59827 | Playa Solar 1, LLC | NV | Clark | GEN01 | OP | Solar Photovoltaic | PV | IPP Non-CHP | 2 | 79 | 79 | 79 | 10 | 2017 |  | Y |  | N | [6 empty] | 0 | 0 | 99 |  | Y |  |  |  |  | N |  | N
61119 | SRE Utility Solar 1, LLC | 59828 | Balsam | NC | Lee | 5375 | OP | Solar Photovoltaic | PV | IPP Non-CHP | 2 | 5 | 5 | 5 | 12 | 2015 |  |  |  | Y | [6 empty] | 180 | 20 | 6.7 | Y | [5 empty] | N |  | N
59464 | Current Energy Group | 59829 | Hickory | NC | Duplin | 5515 | OP | Solar Photovoltaic | PV | IPP Non-CHP | 2 | 5 | 5 | 5 | 12 | 2019 |  | Y | [8 empty] | 180 | 30 | 7.2 | Y | [5 empty] | N |  | N
61060 | Cypress Creek Renewables | 59831 | Royal Solar | NC | Cumberland | FLS1 | OP | Solar Photovoltaic | PV | IPP Non-CHP | 2 | 4.9 | 4.9 | 4.9 | 8 | 2015 |  |  |  | Y | [6 empty] | 180 | 20 | 6.6 | Y | [5 empty] | N |  | N
61060 | Cypress Creek Renewables | 59832 | Kinston Solar | NC | Lenoir | FLS1 | OP | Solar Photovoltaic | PV | IPP Non-CHP | 2 | 5 | 5 | 5 | 8 | 2015 |  |  |  | Y | [6 empty] | 180 | 20 | 6.6 | Y | [5 empty] | N |  | N
61060 | Cypress Creek Renewables | 59833 | Laurinburg Solar | NC | Scotland | FLS1 | OP | Solar Photovoltaic | PV | IPP Non-CHP | 2 | 5 | 5 | 5 | 8 | 2015 |  |  |  | Y | [6 empty] | 180 | 20 | 6.5 | Y | [5 empty] | N |  | N
63249 | Terraform Arcadia | 59834 | Indy Grocers | IN | Marion | INGRO | OP | Solar Photovoltaic | PV | IPP Non-CHP | 2 | 1 | 1 | 1 | 6 | 2015 |  |  |  | Y | [6 empty] | 0 | 10 | 1.2 | Y | [5 empty] | Y | 1.2 | N
61119 | SRE Utility Solar 1, LLC | 59835 | Newton Grove | NC | Sampson | GEN1 | OP | Solar Photovoltaic | PV | IPP Non-CHP | 2 | 1.9 | 1.9 | 1.9 | 9 | 2015 |  |  |  | Y | [6 empty] | 180 | 25 | 2.4 | Y | [5 empty] | N |  | N
61012 | AES Distributed Energy | 59839 | Spring Hill Road | MA | Worcester | SHRD1 | OP | Solar Photovoltaic | PV | IPP Non-CHP | 2 | 1.9 | 1.9 | 1.9 | 12 | 2015 |  |  |  | Y | [6 empty] | 180 | 25 | 2.6 | Y | [5 empty] | Y | 2.6 | N
59616 | 63SU 8me, LLC | 59840 | Springbok Solar Farm 2 | CA | Kern | SB2 | OP | Solar Photovoltaic | PV | IPP Non-CHP | 2 | 155 | 155 | 155 | 9 | 2016 |  | Y | [8 empty] | 90 |  | 165 | Y | [5 empty] | N |  | N
56975 | Luminace Solar Maryland, LLC | 59841 | General Motors Corp at White Marsh MD | MD | Baltimore | PV1 | OP | Solar Photovoltaic | PV | IPP Non-CHP | 2 | 1 | 1 | 1 | 5 | 2011 |  |  |  | Y | [6 empty] | 200 | 20 | 1.2 | Y | [5 empty] | Y | 1.2 | N
58304 | Luminace Solar Maryland II, LLC | 59842 | CNE at Cambridge MD | MD | Dorchester | PV1 | OP | Solar Photovoltaic | PV | IPP Non-CHP | 2 | 3.2 | 3.2 | 3.2 | 4 | 2015 |  |  |  | Y | [6 empty] | 180 | 25 | 4.3 | Y | [5 empty] | Y | 4.3 | N
59617 | Luminace Solar Georgia, LLC | 59843 | Georgia Power at Wadley GA | GA | Jefferson | PV1 | OP | Solar Photovoltaic | PV | IPP Non-CHP | 2 | 1 | 1 | 1 | 12 | 2014 |  |  |  | Y | [6 empty] | 180 | 22 | 1.2 | Y | [5 empty] | Y | 1.2 | N
59614 | Munich Reinsurance America, Inc | 59844 | Munich Re Plaza | NJ | Middlesex | PZ1 | OP | Solar Photovoltaic | PV | Commercial Non-CHP | 4 | 1.6 | 1.6 | 1.6 | 7 | 2012 |  |  |  | Y | [5 empty] | N | 2 | 12 | 1.6 | Y | [5 empty] | Y | 1.6 | N
59614 | Munich Reinsurance America, Inc | 59844 | Munich Re Plaza | NJ | Middlesex | PZ2 | OP | Solar Photovoltaic | PV | Commercial Non-CHP | 4 | 0.8 | 0.8 | 0.8 | 10 | 2012 |  |  |  | Y | [5 empty] | N | 2 | 1 | 0.8 | Y | [5 empty] | Y | 0.8 | N
59650 | Pikes Peak Solar Garden 1 LLC | 59848 | Pikes Peak Solar Garden 1 LLC CSG | CO | El Paso | PPSG1 | OP | Solar Photovoltaic | PV | IPP Non-CHP | 2 | 2 | 2 | 2 | 7 | 2015 |  | Y |  | N | [6 empty] | 0 |  | 2.5 | Y | [5 empty] | N |  | Y | 2.5
59651 | Adams Community Solar Garden LLC | 59849 | Adams Community Solar Garden LLC | CO | Adams | 23377 | OP | Solar Photovoltaic | PV | IPP Non-CHP | 2 | 1.2 | 1.2 | 1.2 | 7 | 2015 |  | Y |  | N | [6 empty] | 0 | 0 | 1.5 | Y | [5 empty] | N |  | N
59652 | Adams Community Solar Garden III LLC | 59850 | Adams Community Solar Garden III LLC | CO | Adams | 23376 | OP | Solar Photovoltaic | PV | IPP Non-CHP | 2 | 1.2 | 1.2 | 1.2 | 7 | 2015 |  | Y | [8 empty] | 0 | 0 | 1.5 | Y | [5 empty] | N |  | N
59633 | Great Bay Solar I LLC | 59851 | Great Bay Solar 1 | MD | Somerset | GBS01 | OP | Solar Photovoltaic | PV | IPP Non-CHP | 2 | 75 | 75 | 75 | 3 | 2018 |  | N |  | Y | [6 empty] | 180 | 25 | 99 | Y | [5 empty] | N |  | N
59634 | North Star Solar PV LLC | 59852 | North Star Solar Project | MN | Chisago | NSSP1 | OP | Solar Photovoltaic | PV | IPP Non-CHP | 2 | 100 | 100 | 100 | 12 | 2016 |  | Y | [8 empty] | 90 |  | 138 | Y |  |  |  |  | N | N |  | N
9324 | Indiana Michigan Power Co | 59853 | Watervliet PV | MI | Berrien | WVPV1 | OP | Solar Photovoltaic | PV | Electric Utility | 1 | 4.6 | 4.6 | 4.6 | 11 | 2016 |  |  |  | Y | [6 empty] | 180 | 25 | 6 |  | Y |  |  |  |  | N |  | N
9324 | Indiana Michigan Power Co | 59854 | OlivePV | IN | St Joseph | OLPV1 | OP | Solar Photovoltaic | PV | Electric Utility | 1 | 5 | 5 | 5 | 8 | 2016 |  |  |  | Y | [6 empty] | 180 | 25 | 6.4 |  | Y |  |  |  |  | N |  | N
9324 | Indiana Michigan Power Co | 59855 | Deer Creek PV | IN | Grant | DCPV1 | OP | Solar Photovoltaic | PV | Electric Utility | 1 | 2.5 | 2.5 | 2.5 | 1 | 2016 |  |  |  | Y | [6 empty] | 180 | 30 | 3.1 | Y | [5 empty] | N |  | N
65411 | Duke Energy Renewables Services | 59856 | SoINCPower6, LLC | NC | Gates | SUN1 | OP | Solar Photovoltaic | PV | IPP Non-CHP | 2 | 5 | 5 | 5 | 10 | 2015 |  | Y | [8 empty] | 180 |  | 7 | Y | [5 empty] | N |  | N
65411 | Duke Energy Renewables Services | 59857 | SoINCPower5, LLC | NC | Nash | BAT1 | OP | Solar Photovoltaic | PV | IPP Non-CHP | 2 | 5 | 5 | 5 | 5 | 2015 |  | Y | [8 empty] | 180 |  | 6.9 | Y | [5 empty] | N |  | N
59209 | Concord New Energy | 59858 | Johnston Solar | RI | Providence | JSI01 | OP | Solar Photovoltaic | PV | IPP Non-CHP | 2 | 1.5 | 1.5 | 1.5 | 7 | 2015 |  |  |  | Y | [6 empty] | 180 | 25 | 1.5 | Y | [5 empty] | N |  | N
9324 | Indiana Michigan Power Co | 59861 | Twin Branch PV | IN | St Joseph | TBPV1 | OP | Solar Photovoltaic | PV | Electric Utility | 1 | 2.6 | 2.6 | 2.6 | 8 | 2016 |  |  |  | Y | [6 empty] | 180 | 25 | 3.2 |  | Y |  |  |  |  | N |  | N
7140 | Georgia Power Co | 59862 | Fort Benning Solar Facility | GA | Chattahoochee | 1 | OP | Solar Photovoltaic | PV | Electric Utility | 1 | 30 | 30 | 30 | 12 | 2015 |  |  |  | Y | [6 empty] | 195 | 20 | 41.5 | Y | [5 empty] | N |  | N
7140 | Georgia Power Co | 59863 | Fort Gordon Solar Facility | GA | Richmond | 1 | OP | Solar Photovoltaic | PV | Electric Utility | 1 | 30 | 30 | 30 | 10 | 2016 |  |  |  | Y | [6 empty] | 195 | 20 | 42.5 | Y | [5 empty] | N |  | N
7140 | Georgia Power Co | 59864 | Kings Bay Solar Facility | GA | Camden | 1 | OP | Solar Photovoltaic | PV | Electric Utility | 1 | 30 | 30.2 | 30.2 | 12 | 2016 |  |  |  | Y | [6 empty] | 195 | 16 | 41.5 | Y | [5 empty] | N |  | N
7140 | Georgia Power Co | 59865 | Fort Stewart Solar Facility | GA | Liberty | 1 | OP | Solar Photovoltaic | PV | Electric Utility | 1 | 30 | 30 | 30 | 10 | 2016 |  |  |  | Y | [6 empty] | 195 | 20 | 43.5 | Y | [5 empty] | N |  | N
59653 | Palmer Solar LLC | 59866 | Palmer Solar LLC | MA | Hampden | 11111 | OP | Solar Photovoltaic | PV | IPP Non-CHP | 2 | 2.5 | 2.5 | 2.5 | 12 | 2013 |  | Y | [8 empty] | 180 | 20 | 2.6 | Y | [5 empty] | Y | 2.5 | N
59648 | Lockheed Martin Solar System | 59867 | Lockheed Martin Solar System | FL | Pinellas | LMSOL | OP | Solar Photovoltaic | PV | IPP Non-CHP | 2 | 1.9 | 1.9 | 1.9 | 9 | 2015 |  |  |  | Y | [6 empty] | 180 | 5 | 2.2 | Y | [5 empty] | N |  | N
61230 | Arevon Energy, Inc. | 59868 | Kingbird A Solar LLC | CA | Kern | GEN01 | OP | Solar Photovoltaic | PV | IPP Non-CHP | 2 | 20 | 20 | 20 | 4 | 2016 |  | Y | [8 empty] | 180 |  | 25.3 |  | Y |  |  |  |  | N |  | N
61219 | Longroad Energy Services LLC | 59870 | Little Bear Solar 1, LLC | CA | Fresno | GEN01 | OP | Solar Photovoltaic | PV | IPP Non-CHP | 2 | 40 | 40 | 40 | 12 | 2020 |  | Y | [8 empty] | 180 |  | 53.6 |  | Y |  |  |  |  | Y | 40 | N
59660 | Solar Star California XXXII, LLC | 59872 | UC Davis South Campus | CA | Yolo | UCD1 | OP | Solar Photovoltaic | PV | Commercial Non-CHP | 4 | 13 | 13 | 13 | 3 | 2015 |  | Y |  | N | [6 empty] | 180 |  | 16.3 | Y | [5 empty] | N |  | N
59286 | Heliovaas LLC | 59873 | Lowell Solar Landfill | MA | Middlesex | PV | OP | Solar Photovoltaic | PV | IPP Non-CHP | 2 | 1.3 | 1.3 | 1.3 | 12 | 2013 |  |  |  | Y | [6 empty] | 180 | 25 | 1.5 | Y | [5 empty] | N |  | Y | 1.5
60453 | Onward Energy | 59874 | Richland Solar Center | GA | Twiggs | PV1 | OP | Solar Photovoltaic | PV | IPP Non-CHP | 2 | 20 | 20 | 20 | 12 | 2015 |  |  |  | Y | [6 empty] | 180 | 20 | 33.4 | Y | [5 empty] | N |  | N
59973 | Marshall Solar Energy Project | 59875 | Marshall Solar Energy Project | MN | Lyon | PV1 | OP | Solar Photovoltaic | PV | IPP Non-CHP | 2 | 62.3 | 62.3 | 62.3 | 1 | 2017 |  |  |  | Y | [6 empty] | 180 | 25 | 93.4 | Y |  |  |  |  | N | N |  | N
7140 | Georgia Power Co | 59876 | Marine Corps Logistics Base Solar | GA | Dougherty | 1 | OP | Solar Photovoltaic | PV | Electric Utility | 1 | 31 | 31.2 | 31.2 | 2 | 2018 |  |  |  | Y | [6 empty] | 185 | 18 | 43.2 | Y | [5 empty] | N |  | N
61785 | EDP Renewables North America LLC | 59878 | Windhub Solar A LLC | CA | Kern | GEN01 | OP | Solar Photovoltaic | PV | IPP Non-CHP | 2 | 20 | 20 | 20 | 12 | 2019 |  | Y |  | N | [6 empty] | 90 |  | 25 |  | Y |  |  |  |  | N |  | N
61943 | North Rosamond Solar, LLC | 59879 | North Rosamond Solar LLC | CA | Kern | GEN01 | OP | Solar Photovoltaic | PV | IPP Non-CHP | 2 | 151.1 | 151.1 | 151.1 | 6 | 2019 |  | Y | [8 empty] | 180 |  | 182.5 |  | Y |  |  |  |  | N |  | N
62710 | DG LF Solar, LLC | 59880 | Kings Park Solar I | NY | Suffolk | KIPS1 | OP | Solar Photovoltaic | PV | IPP Non-CHP | 2 | 2 | 2 | 2 | 2 | 2019 |  |  |  | Y | [6 empty] | 180 | 20 | 3 | Y | [5 empty] | N |  | N
62710 | DG LF Solar, LLC | 59881 | Kings Park Solar II | NY | Suffolk | KIPS2 | OP | Solar Photovoltaic | PV | IPP Non-CHP | 2 | 2 | 2 | 2 | 2 | 2019 |  |  |  | Y | [6 empty] | 180 | 20 | 3 | Y | [5 empty] | N |  | N
59365 | Capital Power Corporation | 59887 | Beaufort Solar, LLC | NC | Beaufort | GEN | OP | Solar Photovoltaic | PV | IPP Non-CHP | 2 | 15 | 15 | 15 | 12 | 2015 |  |  |  | Y | [6 empty] | 175 | 20 | 20 | Y | [5 empty] | N |  | N
17650 | Southern Power Co | 59891 | Butler Solar Farm 20 | GA | Taylor | 1 | OP | Solar Photovoltaic | PV | IPP Non-CHP | 2 | 22 | 20 | 20 | 2 | 2016 |  | N |  | Y | [6 empty] | 197.2 | 25 | 29 |  | Y |  |  |  |  | N |  | N
17650 | Southern Power Co | 59894 | Pawpaw Solar Plant | GA | Taylor | 1 | OP | Solar Photovoltaic | PV | IPP Non-CHP | 2 | 30.5 | 30 | 30 | 3 | 2016 |  | Y | [8 empty] | 90 |  | 42.5 | Y | [5 empty] | N |  | N
17650 | Southern Power Co | 59896 | Butler Solar Project 103 | GA | Taylor | 1 | OP | Solar Photovoltaic | PV | IPP Non-CHP | 2 | 104 | 100 | 100 | 12 | 2016 |  | Y | [8 empty] | 90 |  | 141.5 |  | Y |  |  |  |  | N |  | N
17650 | Southern Power Co | 59897 | Taylor County Solar | GA | Taylor | 1 | OP | Solar Photovoltaic | PV | IPP Non-CHP | 2 | 148 | 143 | 143 | 11 | 2016 |  | Y | [8 empty] | 90 |  | 180 |  | Y |  |  |  |  | N |  | N
59672 | SunEnergy1-Scotland Neck, LLC | 59898 | SunEnergy1-Scotland Neck, LLC | NC | Halifax | SE1SN | OP | Solar Photovoltaic | PV | IPP Non-CHP | 2 | 3 | 3 | 3 | 12 | 2014 |  | Y | [8 empty] | 180 | 0 | 4.2 | Y | [5 empty] | N |  | N
59673 | Choco Solar LLC | 59899 | Choco Solar, LLC | NC | Beaufort | CHOCO | OP | Solar Photovoltaic | PV | IPP Non-CHP | 2 | 5 | 5 | 5 | 12 | 2014 |  | Y | [8 empty] | 180 | 0 | 7 | Y | [5 empty] | N |  | N
56769 | Consolidated Edison Development Inc. | 59900 | Corcoran Solar 3 | CA | Kings | C3CA | OP | Solar Photovoltaic | PV | IPP Non-CHP | 2 | 20 | 20 | 20 | 2 | 2016 |  | Y | [8 empty] | 0 | 0 | 28.3 | Y | [5 empty] | N |  | N
59674 | Albertson Solar LLC | 59901 | Albertson Solar LLC | NC | Duplin | ALBRT | OP | Solar Photovoltaic | PV | IPP Non-CHP | 2 | 5 | 5 | 5 | 7 | 2015 |  | Y | [8 empty] | 180 | 90 | 7 | Y | [5 empty] | N |  | N
19876 | Virginia Electric & Power Co | 59904 | Western Branch High School | VA | Chesapeake City | 1 | OP | Solar Photovoltaic | PV | Electric Utility | 1 | 1 | 0.4 | 0.4 | 4 | 2016 | N |  |  | Y | [6 empty] | 232 | 12 | 0.8 | Y | [5 empty] | N |  | N
19876 | Virginia Electric & Power Co | 59905 | Merck | VA | Rockingham | 1 | OP | Solar Photovoltaic | PV | Electric Utility | 1 | 2.1 | 0.8 |  | 6 | 2017 |  |  |  | Y | [6 empty] | 180 | 25 | 2.2 | Y | [5 empty] | N |  | N
61012 | AES Distributed Energy | 59908 | Mount Olive Solar | NC | Wayne | 2MWPV | OP | Solar Photovoltaic | PV | IPP Non-CHP | 2 | 2 | 2 | 2 | 12 | 2016 |  |  |  | Y | [6 empty] | 180 | 25 | 2.8 | Y | [5 empty] | N |  | N
59678 | KDC Solar PR1, LLC | 59910 | KDC Solar PR1, LLC | NJ | Ocean | SF | OP | Solar Photovoltaic | PV | IPP Non-CHP | 2 | 17 | 17 | 17 | 6 | 2019 |  |  |  | Y | [6 empty] | 180 | 15 | 23.4 | Y | [5 empty] | Y | 23.4 | N
19876 | Virginia Electric & Power Co | 59911 | Philip Morris | VA | Chesterfield | 1 | OP | Solar Photovoltaic | PV | Electric Utility | 1 | 2 | 0.8 | 0.8 | 3 | 2016 |  | N |  | Y | [6 empty] | 176 | 25 | 2.4 | Y | [5 empty] | N |  | N
59462 | Heelstone Energy Holdings, LLC | 59912 | Freemont Solar Center LLC | NC | Lincoln | FREE | OP | Solar Photovoltaic | PV | IPP Non-CHP | 2 | 5 | 5 | 5 | 12 | 2016 |  |  |  | Y | [6 empty] | 180 | 25 | 6.4 | Y | [5 empty] | N |  | N
61119 | SRE Utility Solar 1, LLC | 59914 | Crestwood Solar Center LLC | NC | Granville | CREST | OP | Solar Photovoltaic | PV | IPP Non-CHP | 2 | 5 | 5 | 5 | 4 | 2016 |  |  |  | Y | [6 empty] | 180 | 25 | 6.4 | Y | [5 empty] | N |  | N
56769 | Consolidated Edison Development Inc. | 59915 | Oro Loma | CA | Fresno | ORCA | OP | Solar Photovoltaic | PV | IPP Non-CHP | 2 | 20 | 20 | 20 | 1 | 2017 |  | Y | [8 empty] | 0 | 0 | 27.5 | Y | [5 empty] | N |  | N
59139 | SunEdison LLC | 59916 | SunE- E Philadelphia Ontario | CA | San Bernardino | 12307 | OP | Solar Photovoltaic | PV | IPP Non-CHP | 2 | 1 | 1 | 1 | 3 | 2016 |  |  |  | Y | [6 empty] | 180 | 12 | 1 | Y | [5 empty] | N |  | N
61060 | Cypress Creek Renewables | 59917 | Pollocksville Solar | NC | Jones | 5MWPV | OP | Solar Photovoltaic | PV | IPP Non-CHP | 2 | 5 | 5 | 5 | 12 | 2016 |  |  |  | Y | [6 empty] | 180 | 20 | 7 | Y | [5 empty] | N |  | N
13407 | Nevada Power Co | 59919 | Nellis Solar PV II | NV | Clark | NSPV2 | OP | Solar Photovoltaic | PV | Electric Utility | 1 | 15 | 15 | 15 | 11 | 2015 |  | Y | [8 empty] | 0 | 0 | 18 | Y | [5 empty] | N |  | N
59680 | Lillington Solar LLC | 59921 | Lillington Solar | NC | Harnett | 5MWPV | OP | Solar Photovoltaic | PV | IPP Non-CHP | 2 | 5 | 5 | 5 | 10 | 2017 |  | N |  | Y | [6 empty] | 180 | 20 | 7 | Y | [5 empty] | N |  | N
59685 | JPMorgan Chase Bank | 59922 | South Campus Solar | DE | New Castle | G1789 | OP | Solar Photovoltaic | PV | Commercial Non-CHP | 4 | 1.3 | 1.3 | 1.3 | 7 | 2021 |  |  |  | Y | N | [5 empty] | 160 | 3 | 1.8 | Y | [5 empty] | Y | 1.8 | N
59685 | JPMorgan Chase Bank | 59922 | South Campus Solar | DE | New Castle | GA500 | OP | Solar Photovoltaic | PV | Commercial Non-CHP | 4 | 0.5 | 0.5 | 0.5 | 8 | 2011 |  |  |  | Y | [6 empty] | 180 | 18.5 | 0.6 | Y |  |  |  |  | N | Y | 0.6 | N
58871 | Citizens Enterprises Corporation | 59927 | Hunt Road Solar | MA | Essex | PV1 | OP | Solar Photovoltaic | PV | IPP Non-CHP | 2 | 4.5 | 4.5 | 4.5 | 12 | 2016 |  |  |  | Y | [6 empty] | 180 | 25 | 6 | Y | [5 empty] | N |  | Y | 6
61060 | Cypress Creek Renewables | 59928 | Vance Solar Farm, LLC | NC | Vance | NB007 | OP | Solar Photovoltaic | PV | IPP Non-CHP | 2 | 5 | 4.9 | 4.9 | 1 | 2016 |  |  |  | Y | [6 empty] | 180 | 20 | 7 | Y | [5 empty] | N |  | N
60990 | Cline Solar, LLC | 59929 | Cline Solar Farm, LLC | NC | Burke | NB007 | OP | Solar Photovoltaic | PV | IPP Non-CHP | 2 | 5 | 4.9 | 4.9 | 9 | 2017 |  |  |  | Y | [6 empty] | 180 | 20 | 6.9 | Y | [5 empty] | N |  | N
61060 | Cypress Creek Renewables | 59930 | BG Stewart Solar Farm, LLC | NC | Union | NB005 | OP | Solar Photovoltaic | PV | IPP Non-CHP | 2 | 5 | 4.9 | 4.9 | 11 | 2015 |  |  |  | Y | [6 empty] | 180 | 20 | 6.4 | Y | [5 empty] | N |  | N
59695 | SunE Solar XVII Project 3, LLC | 59932 | Fiddler's Canyon 3 | UT | Iron | FID3 | OP | Solar Photovoltaic | PV | IPP Non-CHP | 2 | 3 | 3 | 3 | 12 | 2015 |  | Y | [8 empty] | 180 | 0 | 3.9 | Y | [5 empty] | N |  | N
64280 | Soluga Solar, LLC | 59934 | Soluga Farms IV | NC | Cumberland | SFIV | OP | Solar Photovoltaic | PV | IPP Non-CHP | 2 | 3.4 | 3.4 | 3.4 | 9 | 2018 |  |  |  | Y | [6 empty] | 180 | 25 | 4.5 | Y | [5 empty] | N |  | N
61060 | Cypress Creek Renewables | 59936 | Meadowbrook Solar Farm | NC | Rowan | NB008 | OP | Solar Photovoltaic | PV | IPP Non-CHP | 2 | 5 | 4.9 | 4.9 | 11 | 2016 |  |  |  | Y | [6 empty] | 180 | 20 | 6.8 | Y | [5 empty] | N |  | N
61060 | Cypress Creek Renewables | 59937 | Coats Solar Farm, LLC | NC | Harnett | NB006 | OP | Solar Photovoltaic | PV | IPP Non-CHP | 2 | 5 | 4.9 | 4.9 | 1 | 2016 |  |  |  | Y | [6 empty] | 180 | 20 | 7 | Y | [5 empty] | N |  | N
17650 | Southern Power Co | 59939 | RE Tranquillity | CA | Fresno | TQ | OP | Solar Photovoltaic | PV | IPP Non-CHP | 2 | 205.3 | 200 | 200 | 7 | 2016 |  | Y | [8 empty] | 90 |  | 257.7 | Y | [5 empty] | N |  | N
56769 | Consolidated Edison Development Inc. | 59940 | Great Valley Solar Portfolio Holdings, LLC | CA | Fresno | GVS2 | OP | Solar Photovoltaic | PV | IPP Non-CHP | 2 | 60 | 60 | 60 | 12 | 2017 |  | Y | [8 empty] | 0 | 0 | 84.8 | Y | [5 empty] | N |  | N
56769 | Consolidated Edison Development Inc. | 59940 | Great Valley Solar Portfolio Holdings, LLC | CA | Fresno | GVS3 | OP | Solar Photovoltaic | PV | IPP Non-CHP | 2 | 20 | 20 | 20 | 12 | 2017 |  | Y | [8 empty] | 0 | 0 | 28.1 | Y | [5 empty] | N |  | N
56769 | Consolidated Edison Development Inc. | 59940 | Great Valley Solar Portfolio Holdings, LLC | CA | Fresno | GVS4 | OP | Solar Photovoltaic | PV | IPP Non-CHP | 2 | 20 | 20 | 20 | 12 | 2017 |  | Y | [8 empty] | 0 | 0 | 27.9 | Y | [5 empty] | N |  | N
56769 | Consolidated Edison Development Inc. | 59940 | Great Valley Solar Portfolio Holdings, LLC | CA | Fresno | TQ8 | OP | Solar Photovoltaic | PV | IPP Non-CHP | 2 | 102.5 | 102.5 | 102.5 | 4 | 2018 |  | Y | [8 empty] | 0 |  | 141 | Y | [5 empty] | N |  | N
64629 | Clearway Renewable Operation & Maintenance LLC | 59941 | Iron Springs Solar, LLC | UT | Iron | ISS | OP | Solar Photovoltaic | PV | IPP Non-CHP | 2 | 80 | 80 | 80 | 8 | 2016 |  | Y | [8 empty] | 180 | 60 | 100 | Y | [5 empty] | N |  | N
63249 | Terraform Arcadia | 59942 | Morgan Lancaster 1 | CA | Los Angeles | ML1 | OP | Solar Photovoltaic | PV | IPP Non-CHP | 2 | 1.5 | 1.5 | 1.5 | 9 | 2015 |  |  | Y | [9 empty] | 1.8 | Y |  |  |  |  | N | Y | 1.8 | N
65411 | Duke Energy Renewables Services | 59944 | Conetoe II Solar, LLC | NC | Edgecombe | CONE1 | OP | Solar Photovoltaic | PV | IPP Non-CHP | 2 | 80 | 80 | 80 | 12 | 2015 |  | Y | [8 empty] | 180 |  | 112 | Y | [5 empty] | N |  | N
64629 | Clearway Renewable Operation & Maintenance LLC | 59945 | Granite Mountain Solar West, LLC | UT | Iron | GMSW | OP | Solar Photovoltaic | PV | IPP Non-CHP | 2 | 50.4 | 50.4 | 50.4 | 9 | 2016 |  | Y | [8 empty] | 180 | 60 | 62.5 | Y | [5 empty] | N |  | N
64629 | Clearway Renewable Operation & Maintenance LLC | 59946 | Granite Mountain Solar East, LLC | UT | Iron | GMSE | OP | Solar Photovoltaic | PV | IPP Non-CHP | 2 | 80 | 80 | 80 | 9 | 2016 |  | Y | [8 empty] | 180 | 60 | 101.3 | Y | [5 empty] | N |  | N
59710 | SR Camden, LLC | 59947 | SR Camden | AR | Calhoun | AERO | OP | Solar Photovoltaic | PV | IPP Non-CHP | 2 | 12 | 12 | 12 | 12 | 2015 |  | Y | [8 empty] | 180 | 45 | 16.6 |  | Y |  |  |  |  | N |  | N
59711 | Bakersfield 111 LLC | 59948 | Bakersfield 111 | CA | Kern | BF111 | OP | Solar Photovoltaic | PV | IPP Non-CHP | 2 | 1.4 | 1.4 | 1.4 | 7 | 2015 |  | Y | [8 empty] | 180 | 0 | 1.4 | Y | [5 empty] | N |  | N
63026 | Oppidum Renewables USA, LLC | 59950 | Yadkinville Solar | NC | Yadkin | YAK | OP | Solar Photovoltaic | PV | IPP Non-CHP | 2 | 3.5 | 3.5 | 3.5 | 12 | 2015 |  |  |  | Y | [6 empty] | 180 | 20 | 4.8 | Y | [5 empty] | N |  | N
61857 | Five Forks Solar | 59951 | Five Forks Solar | NC | Warren | 5FRK | OP | Solar Photovoltaic | PV | IPP Non-CHP | 2 | 20 | 20 | 20 | 12 | 2019 |  | Y | [8 empty] | 90 |  | 26 | Y | [5 empty] | N |  | N
6455 | Duke Energy Florida, LLC | 59954 | Osceola Solar Facility | FL | Osceola | XXXXX | OP | Solar Photovoltaic | PV | Electric Utility | 1 | 3.8 | 3.8 | 3.8 | 3 | 2016 |  |  |  | Y | [6 empty] | 180 | 20 | 4.7 | Y | [5 empty] | N |  | N
61119 | SRE Utility Solar 1, LLC | 59955 | ESA Smithfield | NC | Johnston | GEN01 | OP | Solar Photovoltaic | PV | IPP Non-CHP | 2 | 1.8 | 1.8 | 1.8 | 10 | 2015 |  |  |  | Y | [6 empty] | 180 | 25 | 2.3 | Y | [5 empty] | N |  | N
61119 | SRE Utility Solar 1, LLC | 59956 | ESA Selma | NC | Johnston | GEN02 | OP | Solar Photovoltaic | PV | IPP Non-CHP | 2 | 1.8 | 1.8 | 1.8 | 9 | 2015 |  |  |  | Y | [6 empty] | 180 | 25 | 2.3 | Y | [5 empty] | N |  | N
59716 | SunE DB24 LLC | 59958 | Milford 2 | UT | Beaver | MIL2 | OP | Solar Photovoltaic | PV | IPP Non-CHP | 2 | 3 | 3 | 3 | 12 | 2015 |  | Y | [8 empty] | 180 | 0 | 3.8 | Y | [5 empty] | N |  | N
61012 | AES Distributed Energy | 59961 | Western Antelope Blue Sky B | CA | Los Angeles | WABSB | OP | Solar Photovoltaic | PV | IPP Non-CHP | 2 | 20 | 19 | 19 | 12 | 2016 |  | Y | [8 empty] | 90 |  | 25.9 | Y | [5 empty] | N |  | N
61012 | AES Distributed Energy | 59962 | North Lancaster Ranch | CA | Los Angeles | NLR | OP | Solar Photovoltaic | PV | IPP Non-CHP | 2 | 20 | 18 | 17 | 12 | 2016 |  |  |  | Y | [6 empty] | 180 | 25 | 22.5 | Y | [5 empty] | N |  | N
61012 | AES Distributed Energy | 59963 | Central Antelope Dry Ranch C | CA | Los Angeles | CADRC | OP | Solar Photovoltaic | PV | IPP Non-CHP | 2 | 20 | 17 | 16 | 5 | 2016 |  |  |  | Y | [6 empty] | 180 | 25 | 22.5 | Y | N |  |  |  |  | N |  | N
61012 | AES Distributed Energy | 59964 | Elevation Solar C | CA | Los Angeles | ELVSC | OP | Solar Photovoltaic | PV | IPP Non-CHP | 2 | 40 | 39 | 37 | 12 | 2016 |  | Y | [8 empty] | 90 |  | 51.1 | Y | [5 empty] | N |  | N
3046 | Duke Energy Progress - (NC) | 59966 | Camp Lejeune Solar and Energy Storage | NC | Onslow | PV1 | OP | Solar Photovoltaic | PV | Electric Utility | 1 | 12.8 | 12.8 | 12.8 | 12 | 2015 |  |  |  | Y | [6 empty] | 180 | 20 | 17.3 | Y | [5 empty] | N |  | N
60054 | Duke Energy Florida Solar Solutions | 59973 | Walt Disney World Solar Facility | FL | Orange | WDS1 | OP | Solar Photovoltaic | PV | IPP Non-CHP | 2 | 4.9 | 4.9 | 4.9 | 3 | 2016 |  |  |  | Y | [6 empty] | 195 | 20 | 5 |  | Y |  |  |  |  | N |  | N
59727 | RE Astoria LLC | 59976 | RE Astoria | CA | Kern | ASTR1 | OP | Solar Photovoltaic | PV | IPP Non-CHP | 2 | 100 | 100 | 100 | 12 | 2016 |  | Y | [8 empty] | 0 | 0 | 130.8 | Y | [5 empty] | N |  | N
59728 | RE Astoria 2 LLC | 59977 | RE Astoria 2 | CA | Kern | ASTR2 | OP | Solar Photovoltaic | PV | IPP Non-CHP | 2 | 75 | 75 | 75 | 12 | 2016 |  | Y | [8 empty] | 0 | 0 | 94.9 | Y | [5 empty] | N |  | N
60496 | Adapture Renewables, Inc. | 59978 | Adapture CA2, LLC | CA | Glenn | ECA22 | OP | Solar Photovoltaic | PV | IPP Non-CHP | 2 | 1.5 | 1.5 | 1.5 | 3 | 2016 |  | Y | [8 empty] | 0 | 0 | 2 | Y | [5 empty] | N |  | N
59736 | Columbia Solar Energy LLC | 59979 | Columbia Solar Energy, LLC | CA | Contra Costa | GEN1 | OP | Solar Photovoltaic | PV | IPP Non-CHP | 2 | 19.2 | 19.2 | 19.2 | 10 | 2015 |  |  |  | Y | [6 empty] | 203 | 20 | 25.4 | Y | [5 empty] | N |  | N
61227 | Nautilus Solar Solutions | 59980 | Mashpee Landfill Solar | MA | Barnstable | MASH | OP | Solar Photovoltaic | PV | IPP Non-CHP | 2 | 1.5 | 1.5 | 1.5 | 9 | 2014 |  |  |  | Y | [6 empty] | 180 | 20 | 1.8 | Y | [5 empty] | Y | 1.8 | N
9267 | Hoosier Energy R E C, Inc | 59981 | New Castle Solar RES | IN | Henry | PV1 | OP | Solar Photovoltaic | PV | Electric Utility | 1 | 1.1 | 1.1 | 1.1 | 1 | 2016 |  | Y | [8 empty] | 90 | 45 | 1.3 | Y | [5 empty] | N |  | N
9267 | Hoosier Energy R E C, Inc | 59982 | Scotland Solar RES | IN | Greene | PV1 | OP | Solar Photovoltaic | PV | Electric Utility | 1 | 1.1 | 1.1 | 1.1 | 11 | 2015 |  | Y | [8 empty] | 70 | 45 | 1.3 | Y | [5 empty] | N |  | N
9267 | Hoosier Energy R E C, Inc | 59983 | New Haven Solar RES | IN | Spencer | PV1 | OP | Solar Photovoltaic | PV | Electric Utility | 1 | 1.1 | 1.1 | 1.1 | 9 | 2016 |  | Y | [8 empty] | 90 | 45 | 1.3 | Y | [5 empty] | N |  | N
9267 | Hoosier Energy R E C, Inc | 59984 | Lanesville Solar RES | IN | Harrison | PV1 | OP | Solar Photovoltaic | PV | Electric Utility | 1 | 1.1 | 1.1 | 1.1 | 12 | 2015 |  | Y | [8 empty] | 90 | 52 | 1.3 | Y | [5 empty] | N |  | N
9267 | Hoosier Energy R E C, Inc | 59985 | Ellettsville Solar RES | IN | Monroe | PV1 | OP | Solar Photovoltaic | PV | Electric Utility | 1 | 1.1 | 1.1 | 1.1 | 10 | 2016 |  | Y | [8 empty] | 90 | 52 | 1.3 | Y | [5 empty] | N |  | N
9267 | Hoosier Energy R E C, Inc | 59986 | Henryville Solar RES | IN | Clark | PV1 | OP | Solar Photovoltaic | PV | Electric Utility | 1 | 1.1 | 1.1 | 1.1 | 9 | 2016 |  | Y | [8 empty] | 90 | 52 | 1.3 | Y | [5 empty] | N |  | N
9267 | Hoosier Energy R E C, Inc | 59987 | Spring Mill Solar RES | IN | Lawrence | PV1 | OP | Solar Photovoltaic | PV | Electric Utility | 1 | 1.1 | 1.1 | 1.1 | 9 | 2017 |  | Y | [8 empty] | 90 | 52 | 1.3 | Y | [5 empty] | N |  | N
9267 | Hoosier Energy R E C, Inc | 59988 | Decatur Co. Solar RES (IN) | IN | Decatur | PV1 | OP | Solar Photovoltaic | PV | Electric Utility | 1 | 1.1 | 1.1 | 1.1 | 9 | 2017 |  | Y | [8 empty] | 90 | 52 | 1.3 | Y | [5 empty] | N |  | N
9267 | Hoosier Energy R E C, Inc | 59989 | Jackson Co. Solar RES | IN | Jackson | PV1 | OP | Solar Photovoltaic | PV | Electric Utility | 1 | 1.1 | 1.1 | 1.1 | 9 | 2017 |  | Y | [5 empty] | N |  |  | 90 | 52 | 1.3 | Y | [5 empty] | N |  | N
9267 | Hoosier Energy R E C, Inc | 59990 | Johnson Co. Solar RES | IN | Johnson | PV1 | OP | Solar Photovoltaic | PV | Electric Utility | 1 | 1.1 | 1.1 | 1.1 | 10 | 2016 |  | Y | [8 empty] | 90 | 52 | 1.3 | Y | [5 empty] | N |  | N
6452 | Florida Power & Light Co | 59993 | Babcock Solar Energy Center Hybrid | FL | Charlotte | 1 | OP | Solar Photovoltaic | PV | Electric Utility | 1 | 74.5 | 74.5 | 74.5 | 12 | 2016 |  |  |  | Y | [6 empty] | 195 | 20 | 114.7 | Y |  |  |  |  | Y | N |  | N
17650 | Southern Power Co | 59994 | RE Roserock | TX | Pecos | ROSEK | OP | Solar Photovoltaic | PV | IPP Non-CHP | 2 | 160 | 157.5 | 157.5 | 11 | 2016 |  | Y | [8 empty] | 90 |  | 212.1 | Y | [5 empty] | N |  | N
58970 | Ecoplexus, Inc | 59996 | Boykin PV1 | NC | Cumberland | BOYK1 | OP | Solar Photovoltaic | PV | IPP Non-CHP | 2 | 16 | 16 | 16 | 12 | 2020 |  |  | Y | [9 empty] | 20 | Y |  |  |  |  | N | N |  | N
61298 | Pine Gate Renewables | 59997 | High Shoals PV1 | NC | Gaston | HISHO | OP | Solar Photovoltaic | PV | IPP Non-CHP | 2 | 16 | 16 | 16 | 4 | 2022 |  |  |  | Y | [6 empty] | 190 | 20 | 22 | Y | [5 empty] | N |  | N
58970 | Ecoplexus, Inc | 59999 | Ouchchy PV1 | NC | Orange | OUCH1 | OP | Solar Photovoltaic | PV | IPP Non-CHP | 2 | 3 | 3 | 3 | 12 | 2015 |  |  |  | Y | [6 empty] | 190 | 20 | 4 | Y | [5 empty] | N |  | N
60507 | Fresh Air Energy XXXV, LLC | 60000 | Turkey Creek PV1 | NC | Northampton | TRKCK | OP | Solar Photovoltaic | PV | IPP Non-CHP | 2 | 13.5 | 13.5 | 13.5 | 2 | 2017 |  | Y | [8 empty] | 0 | 0 | 16.8 | Y | [5 empty] | N |  | N
58970 | Ecoplexus, Inc | 60001 | Vaughn Creek PV1 | NC | Hertford | VNCRK | OP | Solar Photovoltaic | PV | IPP Non-CHP | 2 | 20 | 20 | 20 | 12 | 2017 |  | Y | [8 empty] | 180 |  | 26 | Y | [5 empty] | N |  | N
60790 | Clarkstown Solar LLC | 60004 | Clarkstown Landfill Solar Facility | NY | Rockland | INV#1 | OP | Solar Photovoltaic | PV | IPP Non-CHP | 2 | 1 | 1 | 1 | 12 | 2014 |  |  |  | Y | [6 empty] | 109 | 45 | 1 |  |  | Y |  |  |  | N |  | N
60790 | Clarkstown Solar LLC | 60004 | Clarkstown Landfill Solar Facility | NY | Rockland | INV#2 | OP | Solar Photovoltaic | PV | IPP Non-CHP | 2 | 1 | 1 | 1 | 12 | 2014 |  |  |  | Y | [6 empty] | 109 | 45 | 1 |  |  | Y |  |  |  | N |  | N
6452 | Florida Power & Light Co | 60005 | Daytona International Speedway Solar | FL | Volusia | 1 | OP | Solar Photovoltaic | PV | Electric Utility | 1 | 1.6 | 0.8 | 0.8 | 5 | 2016 |  |  |  | Y | [6 empty] | 195 | 20 | 1.3 | [5 empty] | Y | N |  | N
6452 | Florida Power & Light Co | 60006 | FIU Solar | FL | Miami Dade | 1 | OP | Solar Photovoltaic | PV | Electric Utility | 1 | 1.6 | 0.8 | 0.8 | 5 | 2016 |  |  |  | Y | [6 empty] | 195 | 20 | 1.4 | [5 empty] | Y | N |  | N
17650 | Southern Power Co | 60007 | Morelos del Sol | CA | Kern | MORLS | OP | Solar Photovoltaic | PV | IPP Non-CHP | 2 | 15 | 15 | 15 | 11 | 2015 |  | Y | [8 empty] | 90 |  | 18.7 |  |  |  | Y |  |  | N |  | N
59744 | Solar Star Colorado III, LLC | 60008 | Hooper Solar | CO | Alamosa | SCCO3 | OP | Solar Photovoltaic | PV | IPP Non-CHP | 2 | 52 | 52 | 52 | 12 | 2015 |  | Y | [8 empty] | 0 | 0 | 58 | Y | [5 empty] | N |  | N
59755 | Murphy Flat Power, LLC | 60009 | Murphy Flat Solar | ID | Owyhee | IPMF | OP | Solar Photovoltaic | PV | IPP Non-CHP | 2 | 20 | 20 | 20 | 4 | 2017 |  | Y | [8 empty] | 180 | 60 | 26 | Y | [5 empty] | N |  | N
59756 | Orchard Ranch Solar, LLC | 60010 | Orchard Ranch Solar | ID | Ada | IPOR | OP | Solar Photovoltaic | PV | IPP Non-CHP | 2 | 20 | 20 | 20 | 3 | 2017 |  | Y | [8 empty] | 180 | 60 | 26 | Y | [5 empty] | N |  | N
59757 | American Falls Solar LLC | 60011 | American Falls Solar | ID | Power | IPAF | OP | Solar Photovoltaic | PV | IPP Non-CHP | 2 | 20 | 20 | 20 | 3 | 2017 |  | Y | [8 empty] | 180 | 60 | 26 | Y | [5 empty] | N |  | N
59758 | American Falls Solar II, LLC | 60012 | American Falls Solar II | ID | Power | IPAF2 | OP | Solar Photovoltaic | PV | IPP Non-CHP | 2 | 20 | 20 | 20 | 3 | 2017 |  | Y | [8 empty] | 180 | 60 | 26 | Y | [5 empty] | N |  | N
6452 | Florida Power & Light Co | 60014 | Manatee Solar Energy Center | FL | Manatee | 1 | OP | Solar Photovoltaic | PV | Electric Utility | 1 | 74.5 | 74.5 | 74.5 | 12 | 2016 |  |  |  | Y | [6 empty] | 195 | 20 | 114.7 | Y |  |  |  |  | Y | N |  | N
5109 | DTE Electric Company | 60017 | Domino Farms Solar | MI | Washtenaw | 1 | OP | Solar Photovoltaic | PV | Electric Utility | 1 | 1 | 1 | 1 | 9 | 2015 |  |  |  | Y | [6 empty] | 180 | 30 | 1.1 | Y | [5 empty] | N |  | N
5109 | DTE Electric Company | 60019 | Greenwood Solar Farm | MI | St Clair | 1 | OP | Solar Photovoltaic | PV | Electric Utility | 1 | 1.4 | 1.4 | 1.4 | 1 | 2016 |  |  |  | Y | [6 empty] | 180 | 30 | 2 | Y | [5 empty] | N |  | N
63621 | CVI CleanCapital Solar 6 | 60022 | Oxford | MA | Worcester | OXFRD | OP | Solar Photovoltaic | PV | IPP Non-CHP | 2 | 2.8 | 2.8 | 2.8 | 7 | 2014 |  |  |  | Y | [6 empty] | 180 | 25 | 3.5 | Y | [5 empty] | Y | 3.5 | N
59766 | SR Jenkins, LLC | 60023 | SR Jenkins Ft Lupton | CO | Weld | FTLUP | OP | Solar Photovoltaic | PV | IPP Non-CHP | 2 | 13 | 13 | 13 | 5 | 2016 |  | Y | [8 empty] | 180 | 45 | 18.1 |  | Y |  |  |  |  | N |  | N
59764 | Waipio PV, LLC | 60024 | Waipio Solar | HI | Honolulu | WPO | OP | Solar Photovoltaic | PV | IPP Non-CHP | 2 | 45.9 | 45.9 | 45.9 | 9 | 2019 |  | Y | [8 empty] | 180 |  | 59.9 |  | Y |  |  |  |  | N |  | N
63249 | Terraform Arcadia | 60026 | Little Rock Pham Solar | CA | Los Angeles | PV1 | OP | Solar Photovoltaic | PV | IPP Non-CHP | 2 | 3 | 3 | 3 | 12 | 2015 |  | Y | [8 empty] | 180 | 15 | 4.2 |  | Y |  |  |  |  | Y | 4.2 | N
61012 | AES Distributed Energy | 60027 | Adera Solar | CA | Madera | ADERA | OP | Solar Photovoltaic | PV | IPP Non-CHP | 2 | 20 | 19 | 19 | 12 | 2015 |  |  |  | Y | [6 empty] | 180 | 25 | 26.5 | Y | [5 empty] | N |  | N
57365 | Consolidated Edison Solutions Inc. | 60029 | CES VMT Solar | MD | Washington | VMMD | OP | Solar Photovoltaic | PV | IPP Non-CHP | 2 | 1.1 | 1.1 | 1.1 | 7 | 2015 |  |  |  | Y | [6 empty] | 200 | 7 | 1.3 | Y | [5 empty] | Y | 1.3 | N
58468 | Dominion Renewable Energy | 60030 | Pecan Solar | NC | Northampton | PECAN | OP | Solar Photovoltaic | PV | IPP Non-CHP | 2 | 74.9 | 74.9 | 74.9 | 12 | 2018 |  | Y | [8 empty] | 0 | 0 | 111.3 |  | Y |  |  |  |  | N |  | N
59773 | SunE Solar XVI Lessor, LLC | 60032 | SunE Rochester | CA | San Bernardino | RCHTR | OP | Solar Photovoltaic | PV | IPP Non-CHP | 2 | 1 | 1 | 1 | 8 | 2016 |  |  |  | Y | [6 empty] | 180 | 11 | 1.1 | Y | [5 empty] | N |  | N
61423 | California Flats Solar 130, LLC | 60033 | CA Flats Solar 130, LLC | CA | San Luis Obispo | GEN01 | OP | Solar Photovoltaic | PV | IPP Non-CHP | 2 | 130 | 130 | 130 | 11 | 2017 |  | Y | [8 empty] | 180 |  | 172.6 |  | Y |  |  |  |  | N |  | N
61230 | Arevon Energy, Inc. | 60034 | CA Flats Solar 150, LLC | CA | San Luis Obispo | GEN01 | OP | Solar Photovoltaic | PV | IPP Non-CHP | 2 | 150 | 150 | 150 | 2 | 2019 |  | Y | [8 empty] | 180 |  | 201 |  | Y |  |  |  |  | N |  | N
59775 | Solar Star California XXXI, LLC | 60035 | Tequesquite Landfill Solar PV Project | CA | Riverside | RPU1 | OP | Solar Photovoltaic | PV | IPP Non-CHP | 2 | 7.3 | 7.3 | 7.3 | 10 | 2015 |  | Y |  | N | [6 empty] | 180 | 7.5 | 9.4 | Y | [5 empty] | N |  | N
58491 | Luminace Solar Holding, LLC | 60036 | CCBC-Catonsville | MD | Howard | PV1 | OP | Solar Photovoltaic | PV | IPP Non-CHP | 2 | 1.6 | 1.6 | 1.6 | 9 | 2015 |  |  |  | Y | [6 empty] | 177 | 10 | 2.3 | Y | [5 empty] | Y | 2.3 | N
58491 | Luminace Solar Holding, LLC | 60038 | Owens Corning Headquarters | OH | Lucas | PV1 | OP | Solar Photovoltaic | PV | IPP Non-CHP | 2 | 2.1 | 2.1 | 2.1 | 9 | 2015 |  |  |  | Y | [6 empty] | 186 | 7 | 2.4 | Y | [5 empty] | Y | 2.4 | N
59776 | Frontier Solar, LLC | 60039 | Frontier Solar LLC | CA | Stanislaus | FTRS | OP | Solar Photovoltaic | PV | IPP Non-CHP | 2 | 20 | 20 | 18 | 6 | 2016 |  | Y | [8 empty] | 180 |  | 28 | Y | [5 empty] | N |  | N
61112 | Cuyama Solar, LLC | 60043 | Cuyama Solar, LLC | CA | Santa Barbara | GEN01 | OP | Solar Photovoltaic | PV | IPP Non-CHP | 2 | 40 | 40 | 40 | 11 | 2017 |  | Y | [8 empty] | 90 |  | 56.1 | Y | [5 empty] | N |  | N
59777 | Buckthorn Westex, LLC | 60044 | Buckthorn Westex | TX | Pecos | BKTH1 | OP | Solar Photovoltaic | PV | IPP Non-CHP | 2 | 154 | 154 | 154 | 5 | 2018 |  | Y | [8 empty] | 180 |  | 202 |  | Y |  |  |  |  | N |  | N
65411 | Duke Energy Renewables Services | 60045 | Shoreham Solar Commons | NY | Suffolk | GEN1 | OP | Solar Photovoltaic | PV | IPP Non-CHP | 2 | 24.9 | 24.9 | 24.9 | 7 | 2018 |  |  |  | Y | [6 empty] | 180 | 25 | 32 | Y | [5 empty] | N |  | N
58135 | Ecos Energy LLC | 60046 | Portage Solar | IN | Porter | PV7 | OP | Solar Photovoltaic | PV | IPP Non-CHP | 2 | 1.5 | 1.5 | 1.5 | 11 | 2012 |  |  |  | Y | [6 empty] | 180 | 30 | 2 | Y | [5 empty] | N |  | N
58135 | Ecos Energy LLC | 60047 | Middlebury Solar | IN | Elkhart | PV6 | OP | Solar Photovoltaic | PV | IPP Non-CHP | 2 | 1.5 | 1.5 | 1.5 | 11 | 2012 |  |  |  | Y | [6 empty] | 180 | 30 | 2 | Y | [5 empty] | N |  | N
61060 | Cypress Creek Renewables | 60048 | TWE Chocowinity Solar, LLC | NC | Beaufort | FLS1 | OP | Solar Photovoltaic | PV | IPP Non-CHP | 2 | 4.5 | 4.5 | 4.5 | 12 | 2015 |  |  |  | Y | [6 empty] | 180 | 20 | 4.9 | Y | [5 empty] | N |  | N
61060 | Cypress Creek Renewables | 60050 | Innovative Solar 10 | NC | Haywood | FLS1 | OP | Solar Photovoltaic | PV | IPP Non-CHP | 2 | 1.5 | 1.5 | 1.5 | 10 | 2015 |  |  |  | Y | [6 empty] | 180 | 20 | 1.9 | Y | [5 empty] | N |  | N
61060 | Cypress Creek Renewables | 60051 | Innovative Solar 18, LLC | NC | Rutherford | FLS1 | OP | Solar Photovoltaic | PV | IPP Non-CHP | 2 | 1.9 | 1.9 | 1.9 | 12 | 2015 |  |  |  | Y | [6 empty] | 180 | 20 | 2.7 | Y | [5 empty] | N |  | N
61060 | Cypress Creek Renewables | 60052 | Innovative Solar 26, LLC | NC | Burke | FLS1 | OP | Solar Photovoltaic | PV | IPP Non-CHP | 2 | 1.9 | 1.9 | 1.9 | 12 | 2015 |  |  |  | Y | [6 empty] | 180 | 20 | 2.6 | Y | [5 empty] | N |  | N
61060 | Cypress Creek Renewables | 60053 | Innovative Solar 63, LLC | NC | Greene | FLS1 | OP | Solar Photovoltaic | PV | IPP Non-CHP | 2 | 4.9 | 4.9 | 4.9 | 2 | 2016 |  |  |  | Y | [6 empty] | 180 | 20 | 6.5 | Y | [5 empty] | N |  | N
19497 | United Illuminating Co | 60054 | UI RCP Bridgeport Seaside | CT | Fairfield | BPPV | OP | Solar Photovoltaic | PV | Electric Utility | 1 | 2.2 | 2.2 | 2.2 | 4 | 2016 |  | Y | [8 empty] | 180 | 20 | 2.8 | Y | [5 empty] | N |  | N
61060 | Cypress Creek Renewables | 60055 | Innovative Solar 16 | NC | Henderson | FLS1 | OP | Solar Photovoltaic | PV | IPP Non-CHP | 2 | 2 | 2 | 2 | 10 | 2015 |  |  |  | Y | [6 empty] | 180 | 20 | 2.5 | Y | [5 empty] | N |  | N
59785 | Syncarpha Palmer, LLC | 60056 | Syncarpha Palmer, LLC | MA | Hampden | SYNPA | OP | Solar Photovoltaic | PV | IPP Non-CHP | 2 | 4.8 | 4.8 | 4.8 | 12 | 2015 |  |  |  | Y | [5 empty] | N | 180 | 25 | 6 | Y | [5 empty] | N |  | Y | 6
59788 | Steel Bridge Solar. LLC | 60057 | Steel Bridge Solar, LLC | OR | Polk | STEEL | OP | Solar Photovoltaic | PV | IPP Non-CHP | 2 | 2.3 | 2.3 | 2.3 | 2 | 2016 |  |  |  | Y | [6 empty] | 182 | 25 | 2.9 | Y | [5 empty] | N |  | N
59790 | River Bend Solar, LLC | 60058 | River Bend Solar, LLC | AL | Lauderdale | RVRBN | OP | Solar Photovoltaic | PV | IPP Non-CHP | 2 | 75 | 75 | 75 | 9 | 2016 |  | Y | [8 empty] | 270 | 17 | 100.2 | Y | N |  |  |  |  | N |  | N
59791 | Lindberg Field Solar I LLC | 60060 | Lindberg FIeld Solar | CA | San Diego | SDIA2 | OP | Solar Photovoltaic | PV | IPP Non-CHP | 2 | 1.8 | 1.7 | 1.7 | 2 | 2016 |  |  |  | Y | [6 empty] | 185 | 10 | 2.1 | Y | [5 empty] | N |  | N
59791 | Lindberg Field Solar I LLC | 60060 | Lindberg FIeld Solar | CA | San Diego | SDIAA | OP | Solar Photovoltaic | PV | IPP Non-CHP | 2 | 0.6 | 0.5 | 0.5 | 9 | 2015 |  |  |  | Y | [6 empty] | 181 | 10 | 0.6 | Y | [5 empty] | N |  | N
59791 | Lindberg Field Solar I LLC | 60060 | Lindberg FIeld Solar | CA | San Diego | SDIAB | OP | Solar Photovoltaic | PV | IPP Non-CHP | 2 | 0.5 | 0.5 | 0.5 | 12 | 2015 |  |  |  | Y | [6 empty] | 181 | 10 | 0.5 | Y | [5 empty] | N |  | N
6452 | Florida Power & Light Co | 60061 | Citrus Solar Energy Center Hybrid | FL | DeSoto | 1 | OP | Solar Photovoltaic | PV | Electric Utility | 1 | 74.5 | 74.5 | 74.5 | 12 | 2016 |  |  |  | Y | [6 empty] | 195 | 20 | 114.7 | Y |  |  |  |  | Y | N |  | N
59789 | Avalon Solar Partners II, LLC | 60062 | Avalon Solar II | AZ | Pima | ASII | OP | Solar Photovoltaic | PV | IPP Non-CHP | 2 | 16 | 16 | 15 | 3 | 2016 |  | Y | [8 empty] | 180 |  | 21.5 | Y | [5 empty] | N |  | N
59802 | Live Oak Solar, LLC | 60063 | Live Oak Solar, LLC | GA | Candler | LVEOK | OP | Solar Photovoltaic | PV | IPP Non-CHP | 2 | 51 | 51 | 51 | 12 | 2016 |  | Y |  | Y | [6 empty] | 200 | 17 | 76.5 | Y | [5 empty] | N |  | N
59803 | White Pine Solar, LLC | 60064 | White Pine Solar, LLC | GA | Taylor | WHTPN | OP | Solar Photovoltaic | PV | IPP Non-CHP | 2 | 101.2 | 101.2 | 101.2 | 7 | 2016 |  |  |  | Y | [6 empty] | 200 | 17 | 148.5 | Y | [5 empty] | N |  | N
59804 | Federal Road Solar 1, LLC | 60065 | Federal Road Solar 1, LLC CSG | MA | Plymouth | FEDRD | OP | Solar Photovoltaic | PV | IPP Non-CHP | 2 | 4.4 | 4.4 | 4.4 | 12 | 2015 |  |  |  | Y | [6 empty] | 180 | 25 | 6 | Y | [5 empty] | N |  | Y | 6
59805 | BWC Swan Pond River, LLC | 60067 | BWC Swan Pond River CSG | MA | Bristol | SPRMA | OP | Solar Photovoltaic | PV | IPP Non-CHP | 2 | 1.6 | 1.6 | 1.6 | 12 | 2015 |  |  |  | Y | [6 empty] | 180 | 20 | 2.4 | Y | [5 empty] | N |  | Y | 2.4
59806 | Grand View PV Solar Two, LLC | 60068 | Grand View Solar Two | ID | Elmore | GVS2 | OP | Solar Photovoltaic | PV | IPP Non-CHP | 2 | 60 | 60 | 50 | 12 | 2016 |  | Y | [8 empty] | 180 |  | 81 | Y | [5 empty] | N |  | N
59806 | Grand View PV Solar Two, LLC | 60068 | Grand View Solar Two | ID | Elmore | GVS5 | OP | Solar Photovoltaic | PV | IPP Non-CHP | 2 | 20 | 20 | 18 | 12 | 2016 |  | Y | [8 empty] | 180 |  | 27 | Y | [5 empty] | N |  | N
6455 | Duke Energy Florida, LLC | 60071 | Perry Solar Facility | FL | Taylor | XXXXX | OP | Solar Photovoltaic | PV | Electric Utility | 1 | 5.1 | 5.1 | 5.1 | 8 | 2016 |  |  |  | Y | [6 empty] | 180 | 20 | 6.7 | Y | [5 empty] | N |  | N
59825 | Neisler Street Solar I, LLC | 60072 | Neisler Street Solar | NC | Cleveland | NSS1 | OP | Solar Photovoltaic | PV | IPP Non-CHP | 2 | 2 | 2 | 2 | 8 | 2015 |  |  |  | Y | [6 empty] | 180 | 20 | 2.9 | Y | [5 empty] | N |  | N
59822 | Syncarpha Massachusetts, LLC | 60073 | Leominster | MA | Worcester | SNLEO | OP | Solar Photovoltaic | PV | IPP Non-CHP | 2 | 2 | 2 | 2 | 5 | 2015 |  |  |  | Y | [6 empty] | 180 | 20 | 2.5 | Y | [5 empty] | N |  | Y | 2.5
59823 | Syncarpha North Adams, LLC | 60074 | North Adams Landfill | MA | Berkshire | SNNOA | OP | Solar Photovoltaic | PV | IPP Non-CHP | 2 | 2.2 | 2.2 | 2.2 | 10 | 2015 |  |  |  | Y | [6 empty] | 180 | 20 | 3.5 | Y | [5 empty] | N |  | Y | 3.5
59824 | Fisher Road Solar I, LLC | 60075 | Fisher Road Solar | MA | Bristol | SYFRS | OP | Solar Photovoltaic | PV | IPP Non-CHP | 2 | 4.6 | 4.6 | 4.6 | 5 | 2015 |  |  |  | Y | [6 empty] | 180 | 25 | 6 | Y | [5 empty] | N |  | Y | 6
59826 | Syncarpha Bondsville, LLC | 60076 | Palmer Landfill | MA | Hampden | SYNPL | OP | Solar Photovoltaic | PV | IPP Non-CHP | 2 | 4 | 4 | 4 | 12 | 2016 |  |  |  | Y | [6 empty] | 180 | 25 | 5 | Y | [5 empty] | N |  | Y | 5
56769 | Consolidated Edison Development Inc. | 60077 | CED Avenal | CA | Kings | AVCA | OP | Solar Photovoltaic | PV | IPP Non-CHP | 2 | 15.8 | 15.8 | 15.8 | 1 | 2017 |  | Y | [8 empty] | 0 | 0 | 21.4 | Y | [5 empty] | N |  | N
56769 | Consolidated Edison Development Inc. | 60078 | CED Ducor 1 | CA | Tulare | DU1CA | OP | Solar Photovoltaic | PV | IPP Non-CHP | 2 | 20 | 20 | 20 | 12 | 2016 |  | Y | [8 empty] | 0 | 0 | 26 | Y | [5 empty] | N |  | N
56769 | Consolidated Edison Development Inc. | 60079 | CED Ducor 2 | CA | Tulare | DU2CA | OP | Solar Photovoltaic | PV | IPP Non-CHP | 2 | 20 | 20 | 20 | 12 | 2016 |  | Y | [8 empty] | 0 | 0 | 26 | Y | [5 empty] | N |  | N
56769 | Consolidated Edison Development Inc. | 60080 | CED Ducor 3 | CA | Tulare | DU3CA | OP | Solar Photovoltaic | PV | IPP Non-CHP | 2 | 15 | 15 | 15 | 12 | 2016 |  | Y | [8 empty] | 0 | 0 | 20 | Y | [5 empty] | N |  | N
56769 | Consolidated Edison Development Inc. | 60081 | CED Ducor 4 | CA | Tulare | DU4CA | OP | Solar Photovoltaic | PV | IPP Non-CHP | 2 | 20 | 20 | 20 | 12 | 2016 |  | Y | [8 empty] | 0 | 0 | 26 | Y | [5 empty] | N |  | N
59831 | White Oak Solar, LLC | 60082 | White Oak Solar, LLC | GA | Burke | WHTOK | OP | Solar Photovoltaic | PV | IPP Non-CHP | 2 | 76.5 | 76.5 | 76.5 | 7 | 2016 |  |  |  | Y | [6 empty] | 200 | 17 | 112.6 | Y | [5 empty] | N |  | N
20323 | Wellhead Services, Inc | 60083 | Fresno Solar | CA | Fresno | PV-S | OP | Solar Photovoltaic | PV | IPP Non-CHP | 2 | 1.5 | 1.5 | 1.5 | 10 | 2015 |  | Y | [7 empty] | N | 90 |  | 1.6 | Y | [5 empty] | N |  | N
20323 | Wellhead Services, Inc | 60083 | Fresno Solar | CA | Fresno | PV-W | OP | Solar Photovoltaic | PV | IPP Non-CHP | 2 | 1.5 | 1.5 | 1.5 | 10 | 2015 |  | Y | [8 empty] | 90 |  | 1.6 | Y | [5 empty] | N |  | N
60947 | Tesla Inc. | 60085 | AVS Lancaster 1 | CA | Los Angeles | PV1 | OP | Solar Photovoltaic | PV | IPP Non-CHP | 2 | 3.7 | 3.7 | 3.7 | 12 | 2016 |  |  |  | Y | [6 empty] | 180 | 20 | 5 | Y | [5 empty] | Y | 5 | N
60947 | Tesla Inc. | 60086 | US-TOPCO (Soccer Center) | CA | Los Angeles | PV1 | OP | Solar Photovoltaic | PV | IPP Non-CHP | 2 | 3 | 3 | 3 | 12 | 2016 |  |  |  | Y | [6 empty] | 180 | 20 | 3.7 | Y | [5 empty] | Y | 3.7 | N
59838 | SunE DB27, LLC | 60089 | Elkton Solar | MD | Cecil | ELKTN | OP | Solar Photovoltaic | PV | IPP Non-CHP | 2 | 1.6 | 1.6 | 1.6 | 12 | 2015 |  |  |  | Y | [6 empty] | 180 | 15 | 2.1 | Y | [5 empty] | N |  | N
61230 | Arevon Energy, Inc. | 60091 | Kingbird B Solar, LLC | CA | Kern | GEN01 | OP | Solar Photovoltaic | PV | IPP Non-CHP | 2 | 20 | 20 | 20 | 4 | 2016 |  | Y | [8 empty] | 180 |  | 25.3 |  | Y |  |  |  |  | N |  | N
59843 | Blythe Solar II, LLC | 60092 | Blythe Solar II, LLC | CA | Riverside | BLCK4 | OP | Solar Photovoltaic | PV | IPP Non-CHP | 2 | 33.2 | 33.2 | 33.2 | 7 | 2016 |  | Y | [8 empty] | 0 | 0 | 41 | Y | [5 empty] | N |  | N
59843 | Blythe Solar II, LLC | 60092 | Blythe Solar II, LLC | CA | Riverside | BLCK5 | OP | Solar Photovoltaic | PV | IPP Non-CHP | 2 | 33.9 | 33.9 | 33.9 | 8 | 2016 |  | Y | [8 empty] | 0 | 0 | 41.5 | Y | [5 empty] | N |  | N
59843 | Blythe Solar II, LLC | 60092 | Blythe Solar II, LLC | CA | Riverside | BLCK6 | OP | Solar Photovoltaic | PV | IPP Non-CHP | 2 | 32 | 32 | 32 | 9 | 2016 |  | Y | [8 empty] | 0 | 0 | 39.5 | Y | [5 empty] | N |  | N
59843 | Blythe Solar II, LLC | 60092 | Blythe Solar II, LLC | CA | Riverside | BLCK7 | OP | Solar Photovoltaic | PV | IPP Non-CHP | 2 | 32.1 | 32.1 | 32.1 | 10 | 2016 |  | Y | [8 empty] | 0 | 0 | 39.5 | Y | [5 empty] | N |  | N
59842 | Blythe Solar 110, LLC | 60093 | Blythe Solar 110, LLC | CA | Riverside | BLCK1 | OP | Solar Photovoltaic | PV | IPP Non-CHP | 2 | 38.7 | 38.7 | 38.7 | 3 | 2016 |  | Y | [8 empty] | 0 | 0 | 54 | Y | [5 empty] | N |  | N
59842 | Blythe Solar 110, LLC | 60093 | Blythe Solar 110, LLC | CA | Riverside | BLCK2 | OP | Solar Photovoltaic | PV | IPP Non-CHP | 2 | 36.3 | 36.3 | 36.3 | 4 | 2016 |  | Y | [8 empty] | 0 | 0 | 51 | Y | [5 empty] | N |  | N
59842 | Blythe Solar 110, LLC | 60093 | Blythe Solar 110, LLC | CA | Riverside | BLCK3 | OP | Solar Photovoltaic | PV | IPP Non-CHP | 2 | 34.8 | 34.8 | 34.8 | 4 | 2016 |  | Y | [8 empty] | 0 | 0 | 49 | Y | [5 empty] | N |  | N
59844 | Blythe Solar III, LLC | 60094 | Blythe Solar III, LLC Hybrid | CA | Riverside | BLSL3 | OP | Solar Photovoltaic | PV | IPP Non-CHP | 2 | 136.8 | 136.8 | 136.8 | 5 | 2020 |  | Y | [8 empty] | 180 |  | 154 | Y | [5 empty] | N |  | N
59845 | Blythe Solar IV, LLC | 60095 | Blythe Solar IV, LLC | CA | Riverside | BLS4A | OP | Solar Photovoltaic | PV | IPP Non-CHP | 2 | 68.7 | 68.7 | 68.7 | 11 | 2020 |  | Y | [8 empty] | 180 |  | 77 | Y | [5 empty] | N |  | N
59845 | Blythe Solar IV, LLC | 60095 | Blythe Solar IV, LLC | CA | Riverside | BLS4B | OP | Solar Photovoltaic | PV | IPP Non-CHP | 2 | 68.7 | 68.7 | 68.7 | 11 | 2020 |  | Y | [8 empty] | 180 |  | 77 | Y | [5 empty] | N |  | N
60947 | Tesla Inc. | 60096 | Town of Chestertown- Chestertown WWTP | MD | Kent | PV1 | OP | Solar Photovoltaic | PV | IPP Non-CHP | 2 | 1 | 1 | 1 | 12 | 2015 |  | Y | [8 empty] | 180 | 30 | 1.3 | Y | [5 empty] | Y | 1.3 | N
60947 | Tesla Inc. | 60097 | Onondaga County - Metro Water Board | NY | Onondaga | PV1 | OP | Solar Photovoltaic | PV | IPP Non-CHP | 2 | 1 | 1 | 1 | 2 | 2016 |  |  |  | Y | [6 empty] | 180 | 10 | 1.4 | Y | [5 empty] | Y | 1.4 | N
60947 | Tesla Inc. | 60098 | Onondaga County - Oak Orchard WWTP | NY | Onondaga | PV1 | OP | Solar Photovoltaic | PV | IPP Non-CHP | 2 | 2 | 2 | 2 | 11 | 2017 |  | Y | [8 empty] | 180 | 20 | 2.5 | Y | [5 empty] | Y | 2.5 | N
60947 | Tesla Inc. | 60099 | Hewlett-Packard (HP) - Andover, MA | MA | Essex | PV1 | OP | Solar Photovoltaic | PV | IPP Non-CHP | 2 | 1.7 | 1.7 | 1.7 | 6 | 2017 |  | Y | [8 empty] | 150 | 12 | 2.3 | Y | [5 empty] | Y | 2.3 | N
61119 | SRE Utility Solar 1, LLC | 60101 | Shelby Randolph Road Solar 1, LLC | NC | Cleveland | SRR | OP | Solar Photovoltaic | PV | IPP Non-CHP | 2 | 2 | 1.9 | 1.9 | 9 | 2015 |  |  |  | Y | [6 empty] | 180 | 15 | 2.7 | Y | [5 empty] | N |  | N
61119 | SRE Utility Solar 1, LLC | 60105 | Lafayette Solar I, LLC | NC | Cleveland | LAF | OP | Solar Photovoltaic | PV | IPP Non-CHP | 2 | 2 | 1.9 | 1.9 | 9 | 2015 |  |  |  | Y | [6 empty] | 180 | 10 | 2.5 | Y | [5 empty] | N |  | N
61119 | SRE Utility Solar 1, LLC | 60106 | Rockingham Solar, LLC | NC | Richmond | ROCK | OP | Solar Photovoltaic | PV | IPP Non-CHP | 2 | 5 | 4.9 | 4.9 | 11 | 2015 |  |  |  | Y | [6 empty] | 180 | 25 | 6.8 | Y | [5 empty] | N |  | N
61119 | SRE Utility Solar 1, LLC | 60107 | York Road Solar I, LLC | NC | Cleveland | YORK | OP | Solar Photovoltaic | PV | IPP Non-CHP | 2 | 2 | 1.9 | 1.9 | 9 | 2015 |  |  |  | Y | [6 empty] | 180 | 25 | 2.6 | Y | [5 empty] | N |  | N
61119 | SRE Utility Solar 1, LLC | 60108 | SID Solar I, LLC | NC | Cleveland | SID | OP | Solar Photovoltaic | PV | IPP Non-CHP | 2 | 5 | 4.9 | 4.9 | 9 | 2015 |  |  |  | Y | [6 empty] | 180 | 10 | 6.4 | Y | [5 empty] | N |  | N
60947 | Tesla Inc. | 60110 | Town of Needham VNEM CSG | MA | Norfolk | PV1 | OP | Solar Photovoltaic | PV | IPP Non-CHP | 2 | 3 | 3 | 3 | 2 | 2016 |  |  |  | Y | [6 empty] | 180 | 25 | 3.6 | Y | [5 empty] | N |  | Y | 3.6
60947 | Tesla Inc. | 60111 | Williamsburg Solar LLC VNEM CSG | MA | Hampshire | PV1 | OP | Solar Photovoltaic | PV | IPP Non-CHP | 2 | 2.2 | 2.2 | 2.2 | 2 | 2016 |  |  |  | Y | [6 empty] | 180 | 20 | 3 | Y | [5 empty] | N |  | Y | 3
60947 | Tesla Inc. | 60112 | Oregon Convention Center | OR | Multnomah | PV1 | OP | Solar Photovoltaic | PV | IPP Non-CHP | 2 | 1.4 | 1.4 | 1.4 | 7 | 2016 |  |  |  | Y | [6 empty] | 180 | 2 | 2 | Y | [5 empty] | Y | 2 | N
60947 | Tesla Inc. | 60113 | Jackson Board of Education-Liberty HS | NJ | Ocean | PV1 | OP | Solar Photovoltaic | PV | IPP Non-CHP | 2 | 1.2 | 1.2 | 1.2 | 7 | 2016 |  |  |  | Y | [6 empty] | 180 | 20 | 1.4 | Y | [5 empty] | Y | 1.4 | N
60947 | Tesla Inc. | 60114 | Oneida County- DPW | NY | Oneida | PV1 | OP | Solar Photovoltaic | PV | IPP Non-CHP | 2 | 1.5 | 1.5 | 1.5 | 10 | 2017 |  | N |  | Y | [6 empty] | 180 | 25 | 2 | Y | [5 empty] | Y | 2 | N
60947 | Tesla Inc. | 60115 | Town of Halfmoon | NY | Saratoga | PV1 | OP | Solar Photovoltaic | PV | IPP Non-CHP | 2 | 1 | 1 | 1 | 6 | 2017 |  |  |  | Y | [6 empty] | 180 | 30 | 1.3 | Y | [5 empty] | Y | 1.3 | N
60947 | Tesla Inc. | 60116 | BJ's Wholesale Club, Inc- Uxbridge | MA | Worcester | PV1 | OP | Solar Photovoltaic | PV | IPP Non-CHP | 2 | 1 | 1 | 1 | 7 | 2017 |  | Y | [8 empty] | 165 | 12 | 1.3 | Y | [5 empty] | Y | 1.3 | N
4254 | Consumers Energy Co | 60117 | Western Michigan Solar Gardens | MI | Kalamazoo | 1 | OP | Solar Photovoltaic | PV | Electric Utility | 1 | 1 | 1 | 1 | 8 | 2016 | [9 empty] | Y |  |  | 1.1 | [5 empty] | Y | N |  | N
4254 | Consumers Energy Co | 60118 | Grand Valley Solar Gardens | MI | Ottawa | 1 | OP | Solar Photovoltaic | PV | Electric Utility | 1 | 3 | 3 | 3 | 4 | 2016 | [9 empty] | Y |  |  | 3.1 | [5 empty] | Y | N |  | N
59894 | HCE Johnston I, LLC | 60121 | HCE Johnston I, LLC | NC | Johnston | HCEJI | OP | Solar Photovoltaic | PV | IPP Non-CHP | 2 | 1.9 | 1.9 | 1.9 | 12 | 2015 |  |  |  | Y | [6 empty] | 180 | 25 | 2.6 | Y | [5 empty] | N |  | N
61123 | Upton County Solar 2 LLC | 60123 | Castle Gap Solar Hybrid | TX | Upton | CGAP | OP | Solar Photovoltaic | PV | IPP Non-CHP | 2 | 180 | 180 | 180 | 5 | 2018 |  | Y | [8 empty] | 0 | 60 | 234 | Y | [5 empty] | N |  | N
64645 | Goldfinch (Lakeland) | 60124 | Goldfinch | FL | Polk | GFNCH | OP | Solar Photovoltaic | PV | IPP Non-CHP | 2 | 3 | 3 | 3 | 12 | 2016 |  | Y |  | N | [5 empty] | N | 90 | 45 | 3.7 | Y | [5 empty] | N |  | N
59898 | Kawailoa Solar, LLC | 60125 | Kawailoa Solar | HI | Honolulu | KAWS | OP | Solar Photovoltaic | PV | IPP Non-CHP | 2 | 49 | 49 | 49 | 11 | 2019 | N | Y | [8 empty] | 180 | 0 | 62.7 |  | Y |  |  |  |  | N |  | N
58468 | Dominion Renewable Energy | 60127 | Eastern Shore Solar, LLC | VA | Accomack | PV1 | OP | Solar Photovoltaic | PV | IPP Non-CHP | 2 | 80 | 80 | 80 | 10 | 2016 |  | Y | [8 empty] | 180 | 60 | 105.4 | Y | [5 empty] | N |  | N
61119 | SRE Utility Solar 1, LLC | 60129 | Red Toad 1425 A Powatan Road, LLC | NC | Johnston | POW | OP | Solar Photovoltaic | PV | IPP Non-CHP | 2 | 2 | 1.9 | 1.9 | 12 | 2015 |  |  |  | Y | [6 empty] | 180 | 20 | 2.8 | Y | [5 empty] | N |  | N
61119 | SRE Utility Solar 1, LLC | 60131 | Durham Solar | NC | Durham | DURM | OP | Solar Photovoltaic | PV | IPP Non-CHP | 2 | 3.5 | 3.4 | 3.4 | 12 | 2015 |  |  |  | Y | [6 empty] | 180 | 20 | 4.6 | Y | [5 empty] | N |  | N
61119 | SRE Utility Solar 1, LLC | 60133 | Morgan Farm, LLC | NC | Franklin | MOR | OP | Solar Photovoltaic | PV | IPP Non-CHP | 2 | 5 | 4.9 | 4.9 | 12 | 2015 |  |  |  | Y | [6 empty] | 180 | 20 | 6.7 | Y | [5 empty] | N |  | N
61119 | SRE Utility Solar 1, LLC | 60134 | Nashville Farms, LLC | NC | Nash | NASH | OP | Solar Photovoltaic | PV | IPP Non-CHP | 2 | 2 | 1.9 | 1.9 | 12 | 2015 |  |  |  | Y | [6 empty] | 180 | 25 | 2.6 | Y | [5 empty] | N |  | N
61119 | SRE Utility Solar 1, LLC | 60135 | Cedar Solar, LLC | NC | Duplin | CED | OP | Solar Photovoltaic | PV | IPP Non-CHP | 2 | 5 | 4.9 | 4.9 | 11 | 2015 |  |  |  | Y | [6 empty] | 180 | 20 | 6.7 | Y | [5 empty] | N |  | N
61119 | SRE Utility Solar 1, LLC | 60136 | Elm Solar, LLC | NC | Lee | ELM | OP | Solar Photovoltaic | PV | IPP Non-CHP | 2 | 5 | 4.9 | 4.9 | 12 | 2015 |  |  |  | Y | [6 empty] | 180 | 20 | 6.7 | Y | [5 empty] | N |  | N
61012 | AES Distributed Energy | 60142 | Lemoore 1 | CA | Kings | LEPV1 | OP | Solar Photovoltaic | PV | IPP Non-CHP | 2 | 1.5 | 1.5 | 1.5 | 2 | 2016 |  | Y | [8 empty] | 90 |  | 2 | Y | [5 empty] | N |  | N
59935 | Baltimore Church Solar, LLC | 60144 | Baltimore Church Solar, LLC | NC | Robeson | FLS1 | OP | Solar Photovoltaic | PV | IPP Non-CHP | 2 | 5.4 | 5.4 | 5.4 | 10 | 2017 |  |  |  | Y | [6 empty] | 180 | 20 | 5.6 | Y | [5 empty] | N |  | N
61060 | Cypress Creek Renewables | 60146 | Cohen Farm Solar, LLC | NC | Lee | FLS1 | OP | Solar Photovoltaic | PV | IPP Non-CHP | 2 | 4.9 | 6.5 | 6.5 | 8 | 2016 |  |  |  | Y | [6 empty] | 180 | 20 | 7 | Y | [5 empty] | N |  | N
61060 | Cypress Creek Renewables | 60147 | Floyd Solar, LLC | NC | Robeson | FLS1 | OP | Solar Photovoltaic | PV | IPP Non-CHP | 2 | 6.5 | 6.5 | 6.5 | 7 | 2016 |  |  |  | Y | [6 empty] | 180 | 20 | 6.6 | Y | [5 empty] | N |  | N
61060 | Cypress Creek Renewables | 60149 | Innovative Solar 43, LLC | NC | Bladen | FLS1 | OP | Solar Photovoltaic | PV | IPP Non-CHP | 2 | 50.8 | 50.8 | 50.8 | 12 | 2016 |  |  |  | Y | [6 empty] | 180 | 20 | 51 | Y | [5 empty] | N |  | N
59942 | Argos Solar LLC | 60150 | Cornell Geneva Solar Farm | NY | Ontario | ARGOS | OP | Solar Photovoltaic | PV | IPP Non-CHP | 2 | 2 | 2 | 2 | 12 | 2015 |  |  |  | Y | [6 empty] | 180 | 17 | 2.8 | Y | [5 empty] | N |  | N
57104 | Golden Springs Development Company LLC | 60151 | Building F | CA | Los Angeles | BLDGF | OP | Solar Photovoltaic | PV | IPP Non-CHP | 2 | 1.3 | 1.3 | 1.3 | 11 | 2016 |  |  |  | Y | [6 empty] | 180 | 10 | 1.8 | Y | [5 empty] | N |  | N
57104 | Golden Springs Development Company LLC | 60153 | Building G | CA | Los Angeles | BLDGG | OP | Solar Photovoltaic | PV | IPP Non-CHP | 2 | 1.2 | 1.2 | 1.2 | 9 | 2016 |  |  |  | Y | [6 empty] | 180 | 10 | 1.7 | Y | [5 empty] | N |  | N
57104 | Golden Springs Development Company LLC | 60154 | Buidling L | CA | Los Angeles | BLDG1 | OP | Solar Photovoltaic | PV | IPP Non-CHP | 2 | 1 | 1 | 1 | 11 | 2016 |  |  |  | Y | [6 empty] | 180 | 10 | 1.2 | Y | [5 empty] | N |  | N
61677 | Sol Systems | 60156 | Shelter Solar | NC | Hoke | PV1 | OP | Solar Photovoltaic | PV | IPP Non-CHP | 2 | 5 | 5 | 5 | 12 | 2018 |  |  |  | Y | [6 empty] | 180 | 20 | 7.1 | Y | [5 empty] | N |  | N
64877 | Rigel | 60157 | Heedeh Solar | NC | Columbus | PV1 | OP | Solar Photovoltaic | PV | IPP Non-CHP | 2 | 4.5 | 4.5 | 4.5 | 7 | 2018 |  |  |  | Y | [6 empty] | 180 | 20 | 5.4 | Y | N |  |  |  |  | N |  | N
63471 | NES Olympos | 60160 | Tate Solar | NC | Nash | PV1 | OP | Solar Photovoltaic | PV | IPP Non-CHP | 2 | 5 | 5 | 5 | 8 | 2020 |  |  |  | Y | [6 empty] | 180 | 20 | 6.5 | N |  |  | Y |  |  | N |  | N
63471 | NES Olympos | 60161 | Eagle Solar | NC | Warren | PV1 | OP | Solar Photovoltaic | PV | IPP Non-CHP | 2 | 4 | 4 | 4 | 8 | 2020 |  |  |  | Y | [6 empty] | 180 | 20 | 5.6 | N | Y |  |  |  |  | N |  | N
64279 | Robin Solar LLC | 60165 | Robin Solar | NC | Wayne | PV1 | OP | Solar Photovoltaic | PV | IPP Non-CHP | 2 | 3.8 | 3.8 | 3.8 | 1 | 2021 |  |  |  | Y | [6 empty] | 180 | 60 | 5 | Y | [5 empty] | N |  | N
63768 | Cash Solar, LLC | 60178 | Cash Solar | NC | Nash | PV1 | OP | Solar Photovoltaic | PV | IPP Non-CHP | 2 | 5 | 5 | 5 | 12 | 2020 |  |  | Y | N | [8 empty] | 6.7 | Y | [5 empty] | N |  | N
63349 | Daystar Solar, LLC | 60179 | Daystar Solar | NC | Jones | PV1 | OP | Solar Photovoltaic | PV | IPP Non-CHP | 2 | 5 | 5 | 5 | 9 | 2017 |  |  |  | Y | [6 empty] | 180 | 20 | 7.1 | Y | [5 empty] | N |  | N
61677 | Sol Systems | 60180 | Kathleen Solar | NC | Wake | PV1 | OP | Solar Photovoltaic | PV | IPP Non-CHP | 2 | 5 | 5 | 5 | 11 | 2018 |  |  |  | Y | [6 empty] | 180 | 20 | 7 | Y | [5 empty] | N |  | N
61677 | Sol Systems | 60181 | Grove Solar | NC | Craven | PV1 | OP | Solar Photovoltaic | PV | IPP Non-CHP | 2 | 5 | 5 | 5 | 12 | 2019 |  | Y |  | N | [6 empty] | 180 | 50 | 7 | N | Y |  |  |  |  | N |  | N
57104 | Golden Springs Development Company LLC | 60182 | Dulles | CA | Riverside | DULLE | OP | Solar Photovoltaic | PV | IPP Non-CHP | 2 | 2 | 2 | 2 | 9 | 2016 |  |  |  | Y | [6 empty] | 180 | 10 | 2.4 | Y | [5 empty] | N |  | N
57104 | Golden Springs Development Company LLC | 60183 | Freeway Springs | CA | Los Angeles | FSPRI | OP | Solar Photovoltaic | PV | IPP Non-CHP | 2 | 2 | 2 | 2 | 10 | 2016 |  |  |  | Y | [6 empty] | 180 | 10 | 2.8 | Y | [5 empty] | N |  | N
61012 | AES Distributed Energy | 60185 | Solverde 1 | CA | Los Angeles | SOLV1 | OP | Solar Photovoltaic | PV | IPP Non-CHP | 2 | 85 | 81 | 78 | 12 | 2016 |  | Y | [8 empty] | 90 |  | 106.3 | Y | [5 empty] | N |  | N
61012 | AES Distributed Energy | 60186 | Antelope DSR 1 | CA | Los Angeles | DSR1 | OP | Solar Photovoltaic | PV | IPP Non-CHP | 2 | 50 | 48 | 46 | 12 | 2016 |  | Y | [8 empty] | 90 |  | 62.1 | Y | [5 empty] | N |  | N
61012 | AES Distributed Energy | 60187 | Antelope DSR 2 | CA | Los Angeles | DSR2 | OP | Solar Photovoltaic | PV | IPP Non-CHP | 2 | 5 | 5 | 5 | 12 | 2016 |  | Y | [8 empty] | 90 |  | 6.3 | Y | [5 empty] | N |  | N
59951 | Conetoe Solar, LLC | 60188 | Conetoe Solar | NC | Edgecombe | CON15 | OP | Solar Photovoltaic | PV | IPP Non-CHP | 2 | 5 | 5 | 5 | 12 | 2015 |  | Y | [8 empty] | 180 | 0 | 7 | Y | [5 empty] | N |  | N
59952 | Sugar Run Solar, LLC | 60189 | Sugar Run Solar | NC | Gates | SRS15 | OP | Solar Photovoltaic | PV | IPP Non-CHP | 2 | 5 | 5 | 5 | 12 | 2015 |  | Y | [8 empty] | 180 | 0 | 7 | Y | [5 empty] | N |  | N
62915 | Madison Energy Holdings LLC | 60190 | HMW Minster PV I | OH | Auglaize | MIN01 | OP | Solar Photovoltaic | PV | IPP Non-CHP | 2 | 3 | 3 | 3 | 12 | 2015 |  |  |  | Y | [6 empty] | 180 | 25 | 4.3 | Y | [5 empty] | N |  | N
61060 | Cypress Creek Renewables | 60191 | TWE New Bern Solar Project, LLC | NC | Craven | FLS1 | OP | Solar Photovoltaic | PV | IPP Non-CHP | 2 | 4 | 4 | 4 | 8 | 2016 |  |  |  | Y | [6 empty] | 180 | 20 | 4.5 | Y | [5 empty] | N |  | N
59969 | Whitethorn Solar LLC | 60193 | Whitethorn Solar LLC | CA | Alameda | GEN1 | OP | Solar Photovoltaic | PV | IPP Non-CHP | 2 | 3.3 | 3.3 | 3.3 | 2 | 2016 |  |  |  | Y | [6 empty] | 180 | 15 | 3.9 | Y | [5 empty] | N |  | N
59300 | PNM Resources | 60195 | South Valley Solar Energy Center | NM | Bernalillo | SVSEC | OP | Solar Photovoltaic | PV | Electric Utility | 1 | 10 | 9.9 | 9.9 | 12 | 2015 |  | Y | [8 empty] | 180 | 0 | 12.4 | Y | [5 empty] | N |  | N
59300 | PNM Resources | 60196 | Santa Fe Solar Energy Center | NM | Santa Fe | SFSEC | OP | Solar Photovoltaic | PV | Electric Utility | 1 | 9.5 | 9.3 | 9.3 | 12 | 2015 |  | Y | [8 empty] | 180 | 0 | 11.6 | Y | [5 empty] | N |  | N
59300 | PNM Resources | 60197 | Santolina Solar Energy Center | NM | Bernalillo | SANTO | OP | Solar Photovoltaic | PV | Electric Utility | 1 | 10.5 | 10.5 | 10.5 | 12 | 2015 |  | Y | [8 empty] | 180 | 0 | 12.4 | Y | [5 empty] | N |  | N
59300 | PNM Resources | 60198 | Rio Communities Solar Energy Center | NM | Valencia | RCSEC | OP | Solar Photovoltaic | PV | Electric Utility | 1 | 10 | 9.9 | 9.9 | 12 | 2015 |  | Y | [8 empty] | 180 | 0 | 12.4 | Y | [5 empty] | N |  | N
59462 | Heelstone Energy Holdings, LLC | 60199 | County Home Solar Center, LLC | NC | Cleveland | CHSC1 | OP | Solar Photovoltaic | PV | IPP Non-CHP | 2 | 2 | 2 | 2 | 9 | 2016 |  |  |  | Y | [6 empty] | 180 | 25 | 2.6 | Y | [5 empty] | N |  | N
61119 | SRE Utility Solar 1, LLC | 60200 | Laurinburg Solar, LLC (Heelstone) | NC | Robeson | LAUR | OP | Solar Photovoltaic | PV | IPP Non-CHP | 2 | 2 | 1.9 | 1.9 | 12 | 2015 |  |  |  | Y | [6 empty] | 180 | 20 | 2.7 |  | Y |  |  |  |  | N |  | N
57365 | Consolidated Edison Solutions Inc. | 60201 | CES Cherry Hill Solar | NJ | Camden | CHNJ | OP | Solar Photovoltaic | PV | IPP Non-CHP | 2 | 1.2 | 1.2 | 1.2 | 2 | 2016 |  |  |  | Y | [6 empty] | 173 | 5 | 1.6 | Y | [5 empty] | Y | 1.6 | N
59977 | Hemlock Solar LLC | 60207 | Hemlock Solar | NC | Northampton | HEMLK | OP | Solar Photovoltaic | PV | IPP Non-CHP | 2 | 5 | 5 | 5 | 3 | 2017 |  | Y | [8 empty] | 0 | 0 | 7 | Y | [5 empty] | N |  | N
65411 | Duke Energy Renewables Services | 60208 | Long Farm 46 Solar, LLC | NC | Northampton | PV1 | OP | Solar Photovoltaic | PV | IPP Non-CHP | 2 | 5 | 5 | 5 | 2 | 2016 |  |  |  | Y | [6 empty] | 180 | 25 | 6.9 | Y | [5 empty] | N |  | N
59978 | HXNAir Solar One LLC | 60209 | HXNAir Solar One | NC | Halifax | HXNAI | OP | Solar Photovoltaic | PV | IPP Non-CHP | 2 | 5 | 5 | 5 | 12 | 2017 |  |  | N | Y | [6 empty] | 180 | 20 | 7 | Y | [5 empty] | N |  | N
64778 | Strata Manager, LLC | 60219 | Strata Roof 1 | CA | Sacramento | UNIT1 | OP | Solar Photovoltaic | PV | IPP Non-CHP | 2 | 1 | 1 | 0.6 | 5 | 2013 |  |  |  | Y | [6 empty] | 180 | 10 | 1.1 | Y | [5 empty] | N |  | N
60947 | Tesla Inc. | 60225 | CMEEC - Bozrah | CT | New London | PV1 | OP | Solar Photovoltaic | PV | IPP Non-CHP | 2 | 2.5 | 2.5 | 2.5 | 12 | 2016 |  |  |  | Y | [6 empty] | 180 | 25 | 3.2 | Y | [5 empty] | Y | 3.2 | N
60413 | Rancho Seco Solar, LLC | 60226 | Rancho Seco Solar, LLC | CA | Sacramento | GEN01 | OP | Solar Photovoltaic | PV | IPP Non-CHP | 2 | 10.8 | 10.8 | 10.8 | 8 | 2016 |  | Y | [8 empty] | 90 |  | 12.5 | N | Y |  |  |  |  | N |  | N
60947 | Tesla Inc. | 60227 | BJ's Wholesale Club Inc Dist Center | NJ | Burlington | PV1 | OP | Solar Photovoltaic | PV | IPP Non-CHP | 2 | 1.4 | 1.4 | 1.4 | 10 | 2016 |  |  |  | Y | [6 empty] | 186 | 1 | 2 | Y | [5 empty] | Y | 2 | N
60947 | Tesla Inc. | 60228 | Conn Mun Electric Energy Coop | CT | New London | PV1 | OP | Solar Photovoltaic | PV | IPP Non-CHP | 2 | 1 | 1 | 1 | 12 | 2016 |  |  |  | Y | [6 empty] | 180 | 20 | 1.2 | Y | [5 empty] | Y | 1.2 | N
60947 | Tesla Inc. | 60229 | Orange County Solar Farm (NY) | NY | Orange | PV1 | OP | Solar Photovoltaic | PV | IPP Non-CHP | 2 | 1.5 | 1.5 | 1.5 | 5 | 2017 |  |  |  | Y | [6 empty] | 180 | 20 | 2.1 | Y | [5 empty] | Y | 2.1 | N
60947 | Tesla Inc. | 60230 | Estrella Mountain PV | AZ | Maricopa | PV1 | OP | Solar Photovoltaic | PV | IPP Non-CHP | 2 | 1.8 | 1.8 | 1.8 | 6 | 2019 |  | Y | [8 empty] | 180 | 5 | 2.1 | Y | [5 empty] | Y | 2.1 | N
60947 | Tesla Inc. | 60231 | Genentech-Oceanside Hybrid | CA | San Diego | PV1 | OP | Solar Photovoltaic | PV | IPP Non-CHP | 2 | 4.5 | 4.5 | 4.5 | 4 | 2016 |  | Y | [8 empty] | 180 | 25 | 4.8 | Y | [5 empty] | Y | 4.8 | N
60947 | Tesla Inc. | 60232 | Onondaga County- Jamesville | NY | Onondaga | PV1 | OP | Solar Photovoltaic | PV | IPP Non-CHP | 2 | 2 | 2 | 2 | 3 | 2018 |  | Y | [8 empty] | 180 | 20 | 2.5 | Y | [5 empty] | Y | 2.5 | N
17650 | Southern Power Co | 60233 | RE Garland | CA | Kern | PV2 | OP | Solar Photovoltaic | PV | IPP Non-CHP | 2 | 185.1 | 180 | 180 | 11 | 2016 |  | Y | [8 empty] | 90 |  | 245.6 | Y | [5 empty] | N |  | N
58468 | Dominion Renewable Energy | 60237 | Midway Solar Farm II | CA | Imperial | MSF2 | OP | Solar Photovoltaic | PV | IPP Non-CHP | 2 | 30 | 30 | 30 | 5 | 2017 |  | Y | [8 empty] | 180 | 60 | 40 |  |  |  |  | Y |  | N |  | N
61060 | Cypress Creek Renewables | 60238 | McDonald Solar Farm, LLC | IN | Vigo | PV1 | OP | Solar Photovoltaic | PV | IPP Non-CHP | 2 | 5.2 | 5.2 | 5.2 | 12 | 2015 |  |  |  | Y | [6 empty] | 180 | 20 | 7 |  |  |  | Y |  |  | N |  | N
61060 | Cypress Creek Renewables | 60239 | Pastime Farm, LLC | IN | Clay | PV1 | OP | Solar Photovoltaic | PV | IPP Non-CHP | 2 | 5.2 | 5.2 | 5.2 | 12 | 2015 |  |  |  | Y | [6 empty] | 180 | 20 | 7 |  |  |  | Y |  |  | N |  | N
64778 | Strata Manager, LLC | 60240 | Yanceyville Farm 3, LLC | NC | Caswell | 1 | OP | Solar Photovoltaic | PV | IPP Non-CHP | 2 | 4.9 | 4.9 | 4.9 | 12 | 2015 |  |  |  | Y | [6 empty] | 180 | 20 | 6.4 |  | Y |  |  |  |  | N |  | N
59050 | Algonquin Power Co | 60242 | Algonquin SKIC 10 Solar, LLC | CA | Kern | SKI10 | OP | Solar Photovoltaic | PV | IPP Non-CHP | 2 | 10 | 10 | 10 | 1 | 2017 |  | Y | [8 empty] | 180 |  | 11.9 | Y | [5 empty] | N |  | N
60036 | SR Clinch, LLC | 60247 | Valley View Solar | CO | Weld | VVS | OP | Solar Photovoltaic | PV | IPP Non-CHP | 2 | 4 | 4 | 4 | 12 | 2015 |  | Y | [8 empty] | 180 | 45 | 5.5 |  | Y |  |  |  |  | N |  | N
60036 | SR Clinch, LLC | 60248 | Skylark | CO | Weld | CAREY | OP | Solar Photovoltaic | PV | IPP Non-CHP | 2 | 4 | 4 | 4 | 12 | 2015 |  | Y | [8 empty] | 180 | 45 | 5.5 |  | Y |  |  |  |  | N |  | N
9234 | Indiana Municipal Power Agency | 60251 | IMPA Huntingburg Solar Park | IN | Dubois | SHUNT | OP | Solar Photovoltaic | PV | Electric Utility | 1 | 2 | 2 | 1.6 | 9 | 2016 |  |  |  | Y | [6 empty] | 180 | 25 | 2.5 | Y | [5 empty] | N |  | N
9234 | Indiana Municipal Power Agency | 60252 | IMPA Washington Solar Park | IN | Daviess | SWASH | OP | Solar Photovoltaic | PV | Electric Utility | 1 | 4 | 4 | 3.2 | 9 | 2016 |  |  |  | Y | [6 empty] | 180 | 25 | 4.9 | Y | [5 empty] | N |  | N
9234 | Indiana Municipal Power Agency | 60253 | IMPA Anderson Solar Park | IN | Madison | SANDE | OP | Solar Photovoltaic | PV | Electric Utility | 1 | 5 | 5 | 4 | 1 | 2017 |  |  |  | Y | [6 empty] | 180 | 25 | 6.2 | Y | [5 empty] | N |  | N
12397 | Metropolitan Water District of S CA | 60255 | Weymouth Solar Plant | CA | Los Angeles | 1 | OP | Solar Photovoltaic | PV | Electric Utility | 1 | 2 | 2 | 2 | 6 | 2016 |  | Y | [8 empty] | 90 |  | 2.2 | Y | [5 empty] | N |  | N
12397 | Metropolitan Water District of S CA | 60255 | Weymouth Solar Plant | CA | Los Angeles | 2 | OP | Solar Photovoltaic | PV | Electric Utility | 1 | 1 | 1 | 1 | 6 | 2016 |  | Y | [8 empty] | 90 |  | 1.1 | Y | [5 empty] | N |  | N
61060 | Cypress Creek Renewables | 60257 | Stainback Solar Farm | NC | Vance | INV1 | OP | Solar Photovoltaic | PV | IPP Non-CHP | 2 | 5 | 5 | 5 | 9 | 2016 |  |  |  | Y | [6 empty] | 180 | 20 | 6.9 | Y | [5 empty] | N |  | N
60046 | TPE Alta Luna, LLC | 60258 | Alta Luna | NM | Luna | ALPV1 | OP | Solar Photovoltaic | PV | IPP Non-CHP | 2 | 28.1 | 28.1 | 28.1 | 1 | 2017 |  | Y | [8 empty] | 90 |  | 33.8 | Y | [5 empty] | N |  | N
57170 | EDF Renewable Asset Holdings, Inc. | 60261 | Playa Solar 2 | NV | Clark | GEN1 | OP | Solar Photovoltaic | PV | IPP Non-CHP | 2 | 100 | 100 | 100 | 8 | 2017 |  | Y | [8 empty] | 0 | 0 | 136.9 |  | Y |  |  |  |  | N |  | N
56990 | NJR Clean Energy Ventures Corporation | 60265 | Junction Road | NJ | Hunterdon | JUNCT | OP | Solar Photovoltaic | PV | IPP Non-CHP | 2 | 4.4 | 4.4 | 4.4 | 5 | 2016 |  |  |  | Y | [6 empty] | 180 | 20 | 5.4 | Y | [5 empty] | N |  | N
56990 | NJR Clean Energy Ventures Corporation | 60266 | Cedar Branch | NJ | Atlantic | CEDAR | OP | Solar Photovoltaic | PV | IPP Non-CHP | 2 | 6.1 | 6.1 | 6.1 | 10 | 2016 |  | N |  | Y | [6 empty] | 180 | 20 | 7.1 | Y | [5 empty] | N |  | N
56990 | NJR Clean Energy Ventures Corporation | 60267 | Sharon Station | NJ | Monmouth | SHRN1 | OP | Solar Photovoltaic | PV | IPP Non-CHP | 2 | 2.7 | 2.7 | 2.7 | 5 | 2016 |  |  |  | Y | [6 empty] | 180 | 25 | 3.3 | Y | [5 empty] | N |  | N
56769 | Consolidated Edison Development Inc. | 60274 | CED Westfield Solar, LLC | MA | Hampden | WFMA | OP | Solar Photovoltaic | PV | IPP Non-CHP | 2 | 2 | 2 | 2 | 8 | 2016 |  |  |  | Y | [6 empty] | 180 | 25 | 2.6 | Y | [5 empty] | N |  | N
60067 | Westside Assets LLC | 60275 | Westside Solar Power PV1 | CA | Kings | WSPV1 | OP | Solar Photovoltaic | PV | IPP Non-CHP | 2 | 2 | 2 | 2 | 5 | 2016 |  | Y | [8 empty] | 180 | 0 | 2.5 | Y | [5 empty] | N |  | N
60059 | ZGlobal Inc | 60277 | Castor Solar | CA | Kern | CASTR | OP | Solar Photovoltaic | PV | IPP Non-CHP | 2 | 1.5 | 1.5 | 1.5 | 4 | 2016 |  |  |  | Y | [6 empty] | 180 | 25 | 1.9 | Y | [5 empty] | N |  | N
61012 | AES Distributed Energy | 60278 | Southbridge Solar | MA | Worcester | SBRDG | OP | Solar Photovoltaic | PV | IPP Non-CHP | 2 | 1.9 | 1.9 | 1.9 | 3 | 2016 |  |  |  | Y | [6 empty] | 180 | 25 | 2.6 | Y | [5 empty] | Y | 2.6 | N
61012 | AES Distributed Energy | 60279 | Antelope Big Sky Ranch | CA | Los Angeles | ABSR | OP | Solar Photovoltaic | PV | IPP Non-CHP | 2 | 20 | 19 | 19 | 8 | 2016 |  | Y | [8 empty] | 90 |  | 26 | Y | [5 empty] | N |  | N
61012 | AES Distributed Energy | 60280 | Summer Solar LLC | CA | Los Angeles | SUMSL | OP | Solar Photovoltaic | PV | IPP Non-CHP | 2 | 20 | 19 | 19 | 7 | 2016 |  | Y | [8 empty] | 90 |  | 25 | Y | [5 empty] | N |  | N
63250 | Central Antelope Dry Ranch B, LLC | 60281 | Central Antelope Dry Ranch B LLC | CA | Los Angeles | CADRB | OP | Solar Photovoltaic | PV | IPP Non-CHP | 2 | 3 | 3 | 3 | 9 | 2017 |  | Y | [8 empty] | 90 |  | 3.8 | Y | [5 empty] | N |  | N
60060 | SR Mavericks, LLC | 60283 | SR Mavericks | CO | Weld | MVRKS | OP | Solar Photovoltaic | PV | IPP Non-CHP | 2 | 7.8 | 7.8 | 7.8 | 12 | 2016 |  | Y | [8 empty] | 180 | 45 | 8.5 |  | Y |  |  |  |  | N |  | N
64877 | Rigel | 60284 | Organ Church Solar | NC | Rowan | PV1 | OP | Solar Photovoltaic | PV | IPP Non-CHP | 2 | 5 | 5 | 5 | 2 | 2019 |  |  |  | Y | [6 empty] | 180 | 20 | 7.6 |  | Y |  |  |  |  | N |  | N
60068 | Red Horse III | 60285 | Red Horse III | AZ | Cochise | RH3 | OP | Solar Photovoltaic | PV | IPP Non-CHP | 2 | 30 | 30 | 30 | 7 | 2016 |  | Y | [8 empty] | 90 |  | 37.7 | Y | [5 empty] | N |  | N
63471 | NES Olympos | 60287 | Willard Solar | NC | Pender | PV1 | OP | Solar Photovoltaic | PV | IPP Non-CHP | 2 | 5 | 5 | 5 | 10 | 2020 |  |  |  | Y | [6 empty] | 180 | 20 | 6 |  | Y |  |  |  |  | N |  | N
61060 | Cypress Creek Renewables | 60288 | Ajax Solar | NC | Robeson | PV1 | OP | Solar Photovoltaic | PV | IPP Non-CHP | 2 | 5 | 4.9 | 4.9 | 9 | 2017 |  |  |  | Y | [6 empty] | 180 | 20 | 6 | Y | [5 empty] | N |  | N
61677 | Sol Systems | 60290 | Jester Solar | NC | Wayne | PV1 | OP | Solar Photovoltaic | PV | IPP Non-CHP | 2 | 5 | 4.9 | 4.9 | 12 | 2020 |  |  |  | Y | [6 empty] | 180 | 20 | 7.1 |  | Y |  |  |  |  | N |  | N
59503 | Capital Dynamics | 60291 | Trinity Solar | NC | Randolph | PV1 | OP | Solar Photovoltaic | PV | IPP Non-CHP | 2 | 5 | 4.9 | 4.9 | 8 | 2019 |  | N |  | Y | [6 empty] | 180 | 10 | 7 | Y | [5 empty] | N |  | N
60073 | St. Matthews Solar, LLC | 60293 | St. Matthews Solar | SC | Calhoun | PV1 | OP | Solar Photovoltaic | PV | IPP Non-CHP | 2 | 10.2 | 10.2 | 10.2 | 8 | 2017 |  | Y | [8 empty] | 90 |  | 14.8 | Y | [5 empty] | N |  | N
64391 | Pine Valley Solar, LLC | 60298 | Pine Valley Solar Farm, LLC | NC | Moore | PV1 | OP | Solar Photovoltaic | PV | IPP Non-CHP | 2 | 5 | 5 | 5 | 5 | 2022 |  |  |  | Y | [6 empty] | 180 | 20 | 6.5 | Y | [5 empty] | N |  | N
5701 | El Paso Electric Co | 60300 | Montana Solar Facility | TX | El Paso | IMPV1 | OP | Solar Photovoltaic | PV | Electric Utility | 1 | 3 | 3 | 3 | 5 | 2017 |  | Y | [8 empty] | 90 |  | 3.8 |  | Y |  |  |  |  | N |  | N
5701 | El Paso Electric Co | 60301 | Holloman Solar Facility | NM | Otero | HPV1 | OP | Solar Photovoltaic | PV | Electric Utility | 1 | 5 | 5 | 5 | 10 | 2018 |  | Y | [8 empty] | 180 | 0 | 6.5 |  | Y |  |  |  |  | N |  | N
60099 | MS Solar 3, LLC | 60303 | Sumrall II Solar Farm | MS | Lamar | SUM2 | OP | Solar Photovoltaic | PV | IPP Non-CHP | 2 | 52 | 52 | 52 | 12 | 2017 |  | Y | [8 empty] | 0 | 60 | 69.8 | Y | [5 empty] | N |  | N
60097 | San Isabel Solar, LLC | 60304 | San Isabel Solar, LLC | CO | Las Animas | SISPV | OP | Solar Photovoltaic | PV | IPP Non-CHP | 2 | 30 | 30 | 30 | 12 | 2016 |  | Y | [8 empty] | 90 |  | 37.9 | Y | [5 empty] | N |  | N
60098 | MS Solar 2, LLC | 60306 | Sumrall I Solar Farm | MS | Lamar | SUM1 | OP | Solar Photovoltaic | PV | IPP Non-CHP | 2 | 52 | 52 | 57.2 | 6 | 2017 |  | Y | [8 empty] | 90 |  | 74.1 | Y | [5 empty] | N |  | N
56769 | Consolidated Edison Development Inc. | 60307 | Mesquite Solar 2, LLC | AZ | Maricopa | 1 | OP | Solar Photovoltaic | PV | IPP Non-CHP | 2 | 100 | 100 | 100 | 12 | 2016 |  | Y | [8 empty] | 90 | 52 | 136.5 | Y | [5 empty] | N |  | N
56769 | Consolidated Edison Development Inc. | 60308 | Mesquite Solar 3, LLC | AZ | Maricopa | 1 | OP | Solar Photovoltaic | PV | IPP Non-CHP | 2 | 150 | 150 | 150 | 12 | 2016 |  | Y | [8 empty] | 90 | 52 | 210 | Y | [5 empty] | N |  | N
60412 | Portal Ridge Solar, LLC | 60310 | Portal Ridge Solar B, LLC | CA | Los Angeles | GEN01 | OP | Solar Photovoltaic | PV | IPP Non-CHP | 2 | 20 | 20 | 20 | 2 | 2017 |  | Y | [8 empty] | 90 |  | 25 | Y | [5 empty] | N |  | N
60412 | Portal Ridge Solar, LLC | 60311 | Portal Ridge Solar C, LLC | CA | Los Angeles | GEN01 | OP | Solar Photovoltaic | PV | IPP Non-CHP | 2 | 11.4 | 11.4 | 11.4 | 2 | 2017 |  | Y | [8 empty] | 90 |  | 13.8 | Y | [5 empty] | N |  | N
64778 | Strata Manager, LLC | 60312 | Howell Midland Farm, LLC | NC | Cabarrus | 1 | OP | Solar Photovoltaic | PV | IPP Non-CHP | 2 | 4.9 | 4.9 | 4.9 | 12 | 2015 |  |  |  | Y | [6 empty] | 180 | 20 | 6.4 | Y | [5 empty] | N |  | N
64778 | Strata Manager, LLC | 60313 | Augustus Farm, LLC | NC | Pitt | 1 | OP | Solar Photovoltaic | PV | IPP Non-CHP | 2 | 4.9 | 4.9 | 4.9 | 12 | 2015 |  |  |  | Y | [6 empty] | 190 | 20 | 6.8 |  | Y |  |  |  |  | N |  | N
60025 | Greenbacker Renewable Energy Corporation | 60315 | Midway Solar Farm III | CA | Imperial | MSF3 | OP | Solar Photovoltaic | PV | IPP Non-CHP | 2 | 20 | 20 | 20 | 9 | 2018 |  | Y | [8 empty] | 0 |  | 26 | Y | [5 empty] | N |  | N
5248 | Dominion Energy Inc. | 60316 | Scott Solar Farm | VA | Powhatan | 1 | OP | Solar Photovoltaic | PV | Electric Utility | 1 | 17 | 17 | 17 | 12 | 2016 |  | Y | [8 empty] | 180 |  | 22.9 | Y | [5 empty] | N |  | N
19876 | Virginia Electric & Power Co | 60318 | Woodland Solar Farm | VA | Isle of Wight | 1 | OP | Solar Photovoltaic | PV | Electric Utility | 1 | 19 | 7.6 |  | 12 | 2016 |  | Y | [8 empty] | 180 |  | 25.1 | Y | [5 empty] | N |  | N
19876 | Virginia Electric & Power Co | 60319 | Whitehouse Solar Farm | VA | Louisa | 1 | OP | Solar Photovoltaic | PV | Electric Utility | 1 | 20 | 8 |  | 12 | 2016 |  | Y | [8 empty] | 180 |  | 26.8 | Y | [5 empty] | N |  | N
60970 | SunShare Management | 60320 | Jeffco Community Solar Gardens LLC | CO | Jefferson | SSCO1 | OP | Solar Photovoltaic | PV | IPP Non-CHP | 2 | 1.2 | 1.2 | 1.2 | 5 | 2016 |  | Y |  |  | Y | [5 empty] | 180 | 0 | 1.5 | Y | [5 empty] | N |  | Y | 1.5
61672 | Willow Spring Solar LLC | 60324 | Willow Spring Solar, LLC | CA | Kern | GEN01 | OP | Solar Photovoltaic | PV | IPP Non-CHP | 2 | 107.9 | 107.9 | 107.9 | 1 | 2019 |  | Y | [7 empty] | N | 90 |  | 125.7 | Y | [5 empty] | N |  | N
56990 | NJR Clean Energy Ventures Corporation | 60327 | East Amwell | NJ | Hunterdon | AMWEL | OP | Solar Photovoltaic | PV | IPP Non-CHP | 2 | 1.8 | 1.8 | 1.8 | 5 | 2016 |  |  |  | Y | [6 empty] | 180 | 25 | 2.2 | Y | [5 empty] | N |  | N
61060 | Cypress Creek Renewables | 60330 | Grove Solar Center, LLC | OR | Malheur | GSC1 | OP | Solar Photovoltaic | PV | IPP Non-CHP | 2 | 6 | 6 | 6 | 9 | 2016 |  | Y | [8 empty] | 0 | 0 | 7.8 | Y | [5 empty] | N |  | N
61060 | Cypress Creek Renewables | 60331 | Hyline Solar Center, LLC | OR | Malheur | HSC1 | OP | Solar Photovoltaic | PV | IPP Non-CHP | 2 | 9 | 9 | 9 | 10 | 2016 |  | Y | [8 empty] | 180 | 0 | 11.7 | Y | [5 empty] | N |  | N
61060 | Cypress Creek Renewables | 60332 | Open Range Solar Center, LLC | OR | Malheur | ORSC1 | OP | Solar Photovoltaic | PV | IPP Non-CHP | 2 | 10 | 10 | 10 | 9 | 2016 |  | Y | [8 empty] | 0 | 0 | 13 | Y | [5 empty] | N |  | N
61060 | Cypress Creek Renewables | 60333 | Railroad Solar Center, LLC | OR | Malheur | RSC1 | OP | Solar Photovoltaic | PV | IPP Non-CHP | 2 | 4.5 | 4.5 | 4.5 | 11 | 2016 |  | Y | [8 empty] | 180 | 0 | 5.8 | Y | [5 empty] | N |  | N
61060 | Cypress Creek Renewables | 60334 | Thunderegg Solar Center, LLC | OR | Malheur | TSC1 | OP | Solar Photovoltaic | PV | IPP Non-CHP | 2 | 10 | 10 | 10 | 11 | 2016 |  | Y | [8 empty] | 180 | 0 | 13 | Y | [5 empty] | N |  | N
61060 | Cypress Creek Renewables | 60335 | Vale Air Solar Center, LLC | OR | Malheur | VASC1 | OP | Solar Photovoltaic | PV | IPP Non-CHP | 2 | 10 | 10 | 10 | 11 | 2016 |  | Y | [8 empty] | 180 | 0 | 13 | Y | [5 empty] | N |  | N
60118 | 83WI 8ME, LLC | 60336 | Midway Solar Farm 1 | CA | Imperial | MSF1 | OP | Solar Photovoltaic | PV | IPP Non-CHP | 2 | 50 | 50 | 50 | 1 | 2018 |  | Y | [8 empty] | 180 | 90 | 66.6 |  |  |  |  | Y |  | N |  | N
60125 | Providence Solar Center, LLC | 60337 | Providence Solar | TN | Madison | PROV | OP | Solar Photovoltaic | PV | IPP Non-CHP | 2 | 16 | 16 | 16 | 10 | 2017 |  | Y | [8 empty] | 180 | 45 | 20 |  | Y |  |  |  |  | N |  | N
60127 | SSA Solar of NM 3, LLC | 60341 | Wal-Mart Truth or Consequences PV | NM | Sierra | WMTOC | OP | Solar Photovoltaic | PV | IPP Non-CHP | 2 | 1 | 1 | 1 | 9 | 2015 |  |  |  | Y | [6 empty] | 180 | 10 | 1.1 | Y | [5 empty] | N |  | N
58135 | Ecos Energy LLC | 60344 | Sudbury Solar | VT | Rutland | SUD | OP | Solar Photovoltaic | PV | IPP Non-CHP | 2 | 2 | 2 | 2 | 5 | 2016 |  |  |  | Y | [6 empty] | 180 | 30 | 2.8 | Y | [5 empty] | N |  | N
5109 | DTE Electric Company | 60346 | Demille Solar Farm | MI | Lapeer | 1 | OP | Solar Photovoltaic | PV | Electric Utility | 1 | 28.4 | 28.4 | 28.4 | 5 | 2017 |  |  |  | Y | [6 empty] | 180 | 30 | 34.6 | Y | [5 empty] | N |  | N
5109 | DTE Electric Company | 60347 | Turrill Solar Farm | MI | Lapeer | 1 | OP | Solar Photovoltaic | PV | Electric Utility | 1 | 19.6 | 19.6 | 19.6 | 5 | 2017 |  |  |  | Y | [6 empty] | 180 | 30 | 22.9 | Y | [5 empty] | N |  | N
5109 | DTE Electric Company | 60348 | O'Shea Solar Farm | MI | Wayne | 1 | OP | Solar Photovoltaic | PV | Electric Utility | 1 | 2 | 2 | 2 | 7 | 2017 |  |  |  | Y | [6 empty] | 180 | 30 | 2.5 | Y | [5 empty] | N |  | N
60145 | NRG Solar Las Vegas MB 2 | 60350 | Solar Las Vegas MB 2, LLC | NV | Clark | LVMB2 | OP | Solar Photovoltaic | PV | IPP Non-CHP | 2 | 1.5 | 1.5 | 1.5 | 7 | 2016 |  |  |  | Y | [6 empty] | 180 | 26 | 1.9 | Y | [5 empty] | N |  | N
60143 | Bison Solar LLC | 60351 | Bison Solar LLC | CO | Larimer | BSPV1 | OP | Solar Photovoltaic | PV | IPP Non-CHP | 2 | 30 | 30 | 30 | 10 | 2016 |  | Y | [8 empty] | 90 |  | 36.3 | Y | [5 empty] | N |  | N
17650 | Southern Power Co | 60352 | Boulder Solar Power, LLC | NV | Clark | BSP | OP | Solar Photovoltaic | PV | IPP Non-CHP | 2 | 100 | 100 | 100 | 12 | 2016 |  | Y | [8 empty] | 90 |  | 124.9 | Y | [5 empty] | N |  | N
60150 | SunE DB42, LLC | 60353 | Cecil County CCVT HS | MD | Cecil | CCVT | OP | Solar Photovoltaic | PV | IPP Non-CHP | 2 | 2 | 2 | 2 | 12 | 2015 |  |  |  | Y | [6 empty] | 180 | 20 | 2.6 | Y | [5 empty] | N |  | N
60496 | Adapture Renewables, Inc. | 60359 | Gastonia Solar Center | NC | Gaston | 60916 | OP | Solar Photovoltaic | PV | IPP Non-CHP | 2 | 4.3 | 4.3 | 4.3 | 12 | 2018 |  | Y | [8 empty] | 0 |  | 5.7 | Y | [5 empty] | N |  | N
61060 | Cypress Creek Renewables | 60361 | Wortham Solar Farm | NC | Vance | INV1 | OP | Solar Photovoltaic | PV | IPP Non-CHP | 2 | 5 | 5 | 5 | 9 | 2016 |  |  |  | Y | [6 empty] | 180 | 20 | 6.5 | Y | [5 empty] | N |  | N
61060 | Cypress Creek Renewables | 60363 | White Farm Solar, LLC | NC | Northampton | WFSPV | OP | Solar Photovoltaic | PV | IPP Non-CHP | 2 | 5.2 | 5.2 | 5.2 | 8 | 2016 |  |  |  | Y | [6 empty] | 180 | 20 | 7.2 | Y | [5 empty] | N |  | N
60154 | White Street Renewables LLC | 60364 | White Street Renewables | NC | Guilford | WSPV | OP | Solar Photovoltaic | PV | IPP Non-CHP | 2 | 3.4 | 3.4 | 3.4 | 10 | 2020 |  | Y |  |  | N | [5 empty] | 90 |  | 4.3 | Y | [5 empty] | N |  | N
60800 | Soltage VUL 1600 Chemung, LLC | 60365 | Vulcraft Solar | NY | Chemung | VULC | OP | Solar Photovoltaic | PV | IPP Non-CHP | 2 | 1.6 | 1.6 | 1.6 | 11 | 2013 |  |  |  | Y | [6 empty] | 145 | 2 | 2.2 | Y | [5 empty] | N |  | N
61060 | Cypress Creek Renewables | 60367 | Snow Camp Solar, LLC | NC | Alamance | SCSPV | OP | Solar Photovoltaic | PV | IPP Non-CHP | 2 | 5.2 | 5.2 | 5.2 | 3 | 2016 |  |  |  | Y | [6 empty] | 180 | 20 | 8.2 | Y | [5 empty] | N |  | N
63026 | Oppidum Renewables USA, LLC | 60369 | Battleboro Farm | NC | Nash | BFPV | OP | Solar Photovoltaic | PV | IPP Non-CHP | 2 | 5.2 | 5.2 | 5.2 | 5 | 2016 |  |  |  | Y | [6 empty] | 180 | 20 | 6.8 |  |  |  | Y |  |  | N |  | N
61060 | Cypress Creek Renewables | 60370 | Flint Hill Solar, LLC | NC | Moore | FHSPV | OP | Solar Photovoltaic | PV | IPP Non-CHP | 2 | 5.2 | 5.2 | 5.2 | 9 | 2016 |  |  |  | Y | [6 empty] | 180 | 20 | 7.1 | Y | [5 empty] | N |  | N
18454 | Tampa Electric Co | 60371 | Legoland Solar | FL | Polk | 1 | OP | Solar Photovoltaic | PV | Electric Utility | 1 | 1.4 | 1.4 | 1.4 | 12 | 2016 |  |  |  | Y | [6 empty] | 90 | 10 | 1.8 | Y | [5 empty] | N |  | N
17650 | Southern Power Co | 60372 | Lamesa Solar | TX | Dawson | LSPV1 | OP | Solar Photovoltaic | PV | IPP Non-CHP | 2 | 102 | 100 | 100 | 4 | 2017 |  | Y | [8 empty] | 77 |  | 130.5 | Y | [5 empty] | N |  | N
60164 | ILR Landfill | 60375 | ILR Landfill | NJ | Middlesex | ILR1 | OP | Solar Photovoltaic | PV | IPP Non-CHP | 2 | 6.6 | 6.6 | 6.6 | 12 | 2016 |  |  |  | Y | [6 empty] | 180 | 10 | 7.7 | Y | [5 empty] | N |  | N
57044 | Luminace Solar New Jersey, LLC | 60378 | NHA at Mansfield NJ | NJ | Warren | PV1 | OP | Solar Photovoltaic | PV | IPP Non-CHP | 2 | 5 | 5 | 5 | 7 | 2016 |  |  |  | Y | [6 empty] | 180 | 25 | 6 | Y | [5 empty] | Y | 5.9 | N
61060 | Cypress Creek Renewables | 60380 | Shoe Creek Solar, LLC | NC | Scotland | SCSPV | OP | Solar Photovoltaic | PV | IPP Non-CHP | 2 | 65 | 65 | 65 | 12 | 2017 |  |  |  | Y | [6 empty] | 180 | 20 | 92 | Y | [5 empty] | N |  | N
61944 | MN8 Energy LLC | 60381 | Sulphur Springs | AZ | Cochise | SSSP | OP | Solar Photovoltaic | PV | IPP Non-CHP | 2 | 20 | 20 | 20 | 12 | 2016 |  | Y | [8 empty] | 0 | 0 | 23 | Y | [5 empty] | N |  | N
5416 | Duke Energy Carolinas, LLC | 60383 | Monroe Solar Facility | NC | Union | MONPV | OP | Solar Photovoltaic | PV | Electric Utility | 1 | 54.6 | 54.6 | 54.6 | 3 | 2017 |  |  |  | Y | [6 empty] | 180 | 20 | 74.6 |  | Y |  |  |  |  | N |  | N
65411 | Duke Energy Renewables Services | 60384 | Hertford Solar Farm | NC | Perquimans | HERT | OP | Solar Photovoltaic | PV | IPP Non-CHP | 2 | 5 | 5 | 5 | 1 | 2016 |  |  |  | Y | [6 empty] | 180 | 25 | 7 | Y | [5 empty] | N |  | N
17650 | Southern Power Co | 60386 | RE Garland A | CA | Kern | PV1 | OP | Solar Photovoltaic | PV | IPP Non-CHP | 2 | 20.2 | 20 | 20 | 9 | 2016 |  | Y | [8 empty] | 90 |  | 26.5 | Y | [5 empty] | N |  | N
60191 | RE Barren Ridge 1, LLC | 60389 | RE Barren Ridge 1 | CA | Kern | REBR1 | OP | Solar Photovoltaic | PV | IPP Non-CHP | 2 | 60 | 60 | 60 | 8 | 2016 |  | Y | [8 empty] | 0 | 0 | 78 | Y | [5 empty] | N |  | N
60189 | SJA Solar, LLC | 60391 | SJA Solar LLC-Solterra Monastery CSG | MA | Worcester | SJAPV | OP | Solar Photovoltaic | PV | IPP Non-CHP | 2 | 14.7 | 14.7 | 14.7 | 12 | 2016 |  |  |  | Y | [6 empty] | 180 | 20 | 20.1 | Y | [5 empty] | N |  | Y | 20.1
64994 | SolRiver Capital LLC | 60393 | Warbler Holdings | NC | Cleveland | PV1 | OP | Solar Photovoltaic | PV | IPP Non-CHP | 2 | 4 | 4 | 4 | 10 | 2021 |  |  |  | Y | [6 empty] | 180 | 20 | 4.3 | Y | [5 empty] | N |  | N
56215 | RWE Renewables Americas, LLC | 60394 | Tamworth Holdings | NC | Bladen | PV1 | OP | Solar Photovoltaic | PV | IPP Non-CHP | 2 | 5 | 5 | 5 | 12 | 2019 |  |  |  | Y | [6 empty] | 180 | 25 | 6.8 |  | Y |  |  | N |  | N |  | N
60190 | MC1 Solar Farm, LLC | 60395 | MC1 Solar | NC | Martin | MC1PV | OP | Solar Photovoltaic | PV | IPP Non-CHP | 2 | 5 | 5 | 5 | 8 | 2016 |  | Y |  | N | [5 empty] | N | 90 | 45 | 6.6 | Y | [5 empty] | N |  | N
61060 | Cypress Creek Renewables | 60396 | St. Pauls Solar 1, LLC | NC | Robeson | FLS1 | OP | Solar Photovoltaic | PV | IPP Non-CHP | 2 | 4.9 | 4.9 | 4.9 | 4 | 2017 |  |  |  | Y | [6 empty] | 180 | 20 | 6.7 | Y | [5 empty] | N |  | N
61060 | Cypress Creek Renewables | 60397 | Kennedy Solar, LLC | NC | Duplin | FLS1 | OP | Solar Photovoltaic | PV | IPP Non-CHP | 2 | 4.9 | 4.9 | 4.9 | 4 | 2017 |  |  |  | Y | [6 empty] | 180 | 20 | 6.6 | Y | [5 empty] | N |  | N
61060 | Cypress Creek Renewables | 60398 | Innovative Solar 65 | NC | Scotland | FLS1 | OP | Solar Photovoltaic | PV | IPP Non-CHP | 2 | 4.9 | 4.9 | 4.9 | 11 | 2016 |  |  |  | Y | [6 empty] | 180 | 20 | 6.7 | Y | [5 empty] | N |  | N
61060 | Cypress Creek Renewables | 60399 | Lincoln Solar, LLC (NC) | NC | Rutherford | FLS1 | OP | Solar Photovoltaic | PV | IPP Non-CHP | 2 | 4.9 | 4.9 | 4.9 | 12 | 2016 |  |  |  | Y | [6 empty] | 180 | 20 | 6.4 | Y | [5 empty] | N |  | N
61060 | Cypress Creek Renewables | 60400 | Exum Farm Solar, LLC | NC | Lenoir | FLS1 | OP | Solar Photovoltaic | PV | IPP Non-CHP | 2 | 4.9 | 4.9 | 4.9 | 12 | 2016 |  |  |  | Y | [6 empty] | 180 | 20 | 6.4 | Y | [5 empty] | N |  | N
61060 | Cypress Creek Renewables | 60401 | Bizzell Church Solar 1, LLC | NC | Johnston | BCSPV | OP | Solar Photovoltaic | PV | IPP Non-CHP | 2 | 5.2 | 5.2 | 5.2 | 12 | 2015 |  |  |  | Y | [6 empty] | 180 | 20 | 6.9 | Y | [5 empty] | N |  | N
61060 | Cypress Creek Renewables | 60402 | CB Bladen Solar, LLC | NC | Bladen | CBPV | OP | Solar Photovoltaic | PV | IPP Non-CHP | 2 | 5.2 | 5.2 | 5.2 | 7 | 2016 |  |  |  | Y | [6 empty] | 180 | 20 | 7 | Y | [5 empty] | N |  | N
61060 | Cypress Creek Renewables | 60403 | Currin Solar, LLC | NC | Granville | CSPV | OP | Solar Photovoltaic | PV | IPP Non-CHP | 2 | 5.2 | 5.2 | 5.2 | 12 | 2015 |  |  |  | Y | [6 empty] | 180 | 20 | 6.4 | Y | [5 empty] | N |  | N
60208 | Chaves Solar LLC | 60405 | Chaves Solar, LLC | NM | Chaves | CSPV | OP | Solar Photovoltaic | PV | IPP Non-CHP | 2 | 70 | 70 | 70 | 10 | 2016 |  | Y | [8 empty] | 180 | 60 | 95.9 | Y | [5 empty] | N |  | N
60209 | Roswell Solar, LLC | 60406 | Roswell Solar, LLC | NM | Chaves | RSPV | OP | Solar Photovoltaic | PV | IPP Non-CHP | 2 | 70 | 70 | 70 | 8 | 2016 |  | Y | [8 empty] | 180 | 60 | 95.6 | Y | [5 empty] | N |  | N
61060 | Cypress Creek Renewables | 60408 | Nash 97 Solar, LLC | NC | Nash | 97PV | OP | Solar Photovoltaic | PV | IPP Non-CHP | 2 | 5.2 | 5.2 | 5.2 | 4 | 2016 |  |  |  | Y | [6 empty] | 180 | 20 | 7.1 | Y | [5 empty] | N |  | N
61060 | Cypress Creek Renewables | 60409 | South Winston Farm, LLC | NC | Forsyth | SWFPV | OP | Solar Photovoltaic | PV | IPP Non-CHP | 2 | 5.2 | 5.2 | 5.2 | 1 | 2016 |  |  |  | Y | [6 empty] | 180 | 20 | 7 | Y | [5 empty] | N |  | N
61060 | Cypress Creek Renewables | 60410 | Sullivan Solar, LLC | IN | Sullivan | SULPV | OP | Solar Photovoltaic | PV | IPP Non-CHP | 2 | 5.2 | 5.2 | 5.2 | 9 | 2016 |  |  |  | Y | [6 empty] | 180 | 20 | 7.1 |  |  | Y |  |  |  | N |  | N
60801 | Coventry Photovoltaic, LLC | 60411 | Coventry Photovoltaic, LLC | VT | Orleans | COVEN | OP | Solar Photovoltaic | PV | IPP Non-CHP | 2 | 2.2 | 2.2 | 2.2 | 8 | 2014 |  |  |  | Y | [6 empty] | 180 | 25 | 2.7 | Y | [5 empty] | N |  | N
58135 | Ecos Energy LLC | 60412 | Munro Valley Solar | CA | Inyo | MUN | OP | Solar Photovoltaic | PV | IPP Non-CHP | 2 | 4 | 4 | 4 | 10 | 2016 |  |  |  | Y | [6 empty] | 180 | 25 | 6.8 | Y | [5 empty] | N |  | N
57369 | Apple, Inc | 60413 | Bonnybrooke PV | AZ | Pinal | AZPV1 | OP | Solar Photovoltaic | PV | IPP Non-CHP | 2 | 50 | 50 | 41 | 11 | 2016 |  | Y | [8 empty] | 90 |  | 62.6 | Y | [5 empty] | N |  | N
61060 | Cypress Creek Renewables | 60415 | Hardison Farm Solar, LLC | NC | Martin | HFSPV | OP | Solar Photovoltaic | PV | IPP Non-CHP | 2 | 5.2 | 5.2 | 5.2 | 9 | 2016 |  | Y | [8 empty] | 180 | 20 | 7.1 | Y | [5 empty] | N |  | N
61060 | Cypress Creek Renewables | 60416 | Maxton Solar, LLC | NC | Robeson | MSPV | OP | Solar Photovoltaic | PV | IPP Non-CHP | 2 | 4.9 | 4.9 | 4.9 | 9 | 2016 |  |  |  | Y | [6 empty] | 180 | 20 | 7 | Y | [5 empty] | N |  | N
61060 | Cypress Creek Renewables | 60417 | Modlin Solar Farm | NC | Martin | MSFPV | OP | Solar Photovoltaic | PV | IPP Non-CHP | 2 | 4.9 | 4.9 | 4.9 | 8 | 2016 |  |  |  | Y | [6 empty] | 180 | 20 | 6.9 | Y | [5 empty] | N |  | N
58468 | Dominion Renewable Energy | 60422 | Morgan's Corner | NC | Pasquotank | 1 | OP | Solar Photovoltaic | PV | Electric Utility | 1 | 20 | 19.8 | 19.8 | 12 | 2015 |  |  |  | Y | [6 empty] | 180 | 20 | 25 | Y | [5 empty] | N |  | N
61944 | MN8 Energy LLC | 60423 | Fairhaven C CSG | MA | Bristol | FCPV | OP | Solar Photovoltaic | PV | IPP Non-CHP | 2 | 1.6 | 1.6 | 1.6 | 5 | 2017 |  |  |  | Y | [6 empty] | 180 | 25 | 2.4 | Y | [5 empty] | N |  | Y | 2.4
61944 | MN8 Energy LLC | 60424 | West Bridgewater AB CSG | MA | Plymouth | WBAB | OP | Solar Photovoltaic | PV | IPP Non-CHP | 2 | 1.7 | 1.7 | 1.7 | 6 | 2017 |  |  |  | Y | [6 empty] | 180 | 25 | 2.2 | Y | [5 empty] | N |  | Y | 2.2
63249 | Terraform Arcadia | 60425 | Skidmore College | NY | Saratoga | SO049 | OP | Solar Photovoltaic | PV | IPP Non-CHP | 2 | 1.8 | 1.8 | 1.8 | 7 | 2014 |  |  |  | Y | [6 empty] | 180 | 25 | 2.1 | Y | [5 empty] | Y | 2 | N
61944 | MN8 Energy LLC | 60426 | RCWD PV Project | CA | Riverside | RCWD | OP | Solar Photovoltaic | PV | IPP Non-CHP | 2 | 4.1 | 3.9 | 2.7 | 6 | 2016 |  | Y | [8 empty] | 0 | 0 | 5 | Y | [5 empty] | Y | 5 | N
60228 | CoServ Electric | 60427 | CoServ Community Solar Station | TX | Denton | CSS1 | OP | Solar Photovoltaic | PV | IPP Non-CHP | 2 | 2 | 2 | 2 | 6 | 2015 |  |  |  | Y | [6 empty] | 180 | 25 | 2.6 | Y |  |  |  |  | N | N |  | Y | 1
58540 | California PV Energy LLC | 60428 | CA Dept of Public Health at Richmond | CA | Contra Costa | PV1 | OP | Solar Photovoltaic | PV | IPP Non-CHP | 2 | 2.2 | 2.2 | 2.2 | 1 | 2017 |  |  |  | Y | [6 empty] | 179 | 12 | 2.7 | Y | [5 empty] | Y | 2.7 | N
64778 | Strata Manager, LLC | 60429 | Tides Lane Farm | NC | Franklin | PV1 | OP | Solar Photovoltaic | PV | IPP Non-CHP | 2 | 3.7 | 3.7 | 3.7 | 10 | 2019 |  | Y | [8 empty] | 180 | 20 | 4.8 | Y | [5 empty] | N |  | N
60231 | SEC LHNY Solar One, LLC | 60431 | Tompkins Cortland Community College | NY | Tompkins | TC3 | OP | Solar Photovoltaic | PV | IPP Non-CHP | 2 | 2 | 2 | 2 | 5 | 2015 |  |  |  | Y | [6 empty] | 180 | 25 | 2.6 | Y | [5 empty] | Y | 2.6 | N
60245 | Three Peaks Power LLC | 60432 | Three Peaks Power | UT | Iron | TPP | OP | Solar Photovoltaic | PV | IPP Non-CHP | 2 | 80 | 80 | 80 | 12 | 2016 |  | Y | [8 empty] | 180 |  | 107.8 | Y | [5 empty] | N |  | N
15470 | Duke Energy Indiana, LLC | 60435 | Crane Solar Facility | IN | Martin | XXXXX | OP | Solar Photovoltaic | PV | Electric Utility | 1 | 17 | 17 | 17 | 1 | 2017 |  |  |  | Y | [6 empty] | 180 | 25 | 24.3 | Y | [5 empty] | N |  | N
17650 | Southern Power Co | 60436 | East Pecos Solar | TX | Pecos | 1 | OP | Solar Photovoltaic | PV | IPP Non-CHP | 2 | 118.5 | 118.5 | 118.5 | 4 | 2017 |  | Y | [8 empty] | 90 |  | 142.8 |  | Y |  |  |  |  | N |  | N
56990 | NJR Clean Energy Ventures Corporation | 60437 | Bernards Solar | NJ | Somerset | BERNS | OP | Solar Photovoltaic | PV | IPP Non-CHP | 2 | 2.9 | 2.9 | 2.9 | 9 | 2016 |  |  |  | Y | [6 empty] | 180 | 20 | 3.7 | Y | [5 empty] | N |  | N
64778 | Strata Manager, LLC | 60438 | Whitakers Farm (Fisher Rd) | NC | Nash | 1 | OP | Solar Photovoltaic | PV | IPP Non-CHP | 2 | 3.4 | 3.4 | 3.4 | 7 | 2016 |  |  |  | Y | [6 empty] | 180 | 20 | 4.5 |  | Y |  |  |  |  | N |  | N
64778 | Strata Manager, LLC | 60439 | Sellers Farm Solar | NC | Richmond | PV1 | OP | Solar Photovoltaic | PV | IPP Non-CHP | 2 | 5 | 5 | 5 | 5 | 2022 |  | Y | [8 empty] | 180 | 20 | 7.2 | Y | [5 empty] | N |  | N
58508 | Carolina Solar Energy LLC | 60440 | McGrigor Farm Solar | NC | Sampson | PV1 | OP | Solar Photovoltaic | PV | IPP Non-CHP | 2 | 5 | 5 | 5 | 10 | 2019 |  | Y | [9 empty] | 0 | 6.8 | Y | [5 empty] | N |  | N
62836 | Navisun LLC | 60442 | Carver MA 1 Community Solar | MA | Plymouth | CMA1 | OP | Solar Photovoltaic | PV | IPP Non-CHP | 2 | 2 | 2 | 2 | 9 | 2016 |  |  |  | Y | [6 empty] | 180 | 20 | 2.7 | Y | [5 empty] | N |  | Y | 2.7
62836 | Navisun LLC | 60443 | Wareham MA 1 Community Solar | MA | Plymouth | WMA1 | OP | Solar Photovoltaic | PV | IPP Non-CHP | 2 | 2 | 2 | 2 | 9 | 2016 |  |  |  | Y | [6 empty] | 180 | 25 | 2.7 | Y | [5 empty] | N |  | Y | 2.7
61012 | AES Distributed Energy | 60445 | ID Solar | ID | Ada | INV1 | OP | Solar Photovoltaic | PV | IPP Non-CHP | 2 | 40 | 40 | 40 | 8 | 2016 |  | Y | [8 empty] | 180 | 20 | 54.6 | Y | [5 empty] | N |  | N
63249 | Terraform Arcadia | 60446 | E&B Resources | CA | Kern | PVEB | OP | Solar Photovoltaic | PV | IPP Non-CHP | 2 | 1 | 1 | 1 | 12 | 2013 |  | Y | [8 empty] | 0 | 0 | 1.1 | Y | [5 empty] | Y | 1.1 | N
63249 | Terraform Arcadia | 60447 | Presbyterian Senior Living Service | MD | Baltimore | PSLS | OP | Solar Photovoltaic | PV | IPP Non-CHP | 2 | 1.2 | 1.2 | 1.2 | 9 | 2013 |  | Y | [8 empty] | 180 | 20 | 1.2 | Y | [5 empty] | Y | 1.2 | N
63249 | Terraform Arcadia | 60448 | Valdosta | GA | Lowndes | VALD | OP | Solar Photovoltaic | PV | IPP Non-CHP | 2 | 1 | 1 | 1 | 10 | 2013 |  |  |  | Y | [6 empty] | 180 | 25 | 1.3 | Y | [5 empty] | Y | 1.3 | N
60238 | Pavant Solar II LLC | 60449 | Pavant Solar II LLC | UT | Millard | PSII | OP | Solar Photovoltaic | PV | IPP Non-CHP | 2 | 50 | 50 | 50 | 11 | 2016 |  | Y | [8 empty] | 90 |  | 62.7 | Y | [5 empty] | N |  | N
63249 | Terraform Arcadia | 60450 | Corcoran | CA | Kings | PVCR | OP | Solar Photovoltaic | PV | IPP Non-CHP | 2 | 1.1 | 1.1 | 1.1 | 1 | 2014 |  |  |  | Y | [6 empty] | 180 | 30 | 1.3 | Y | [5 empty] | Y | 1.3 | N
63249 | Terraform Arcadia | 60451 | Brookside | RI | Providence | PVBR | OP | Solar Photovoltaic | PV | IPP Non-CHP | 2 | 1 | 1 | 1 | 11 | 2015 |  |  |  | Y | [6 empty] | 180 | 30 | 1.2 | Y | [5 empty] | Y | 1.2 | N
63249 | Terraform Arcadia | 60452 | Calverton | NY | Suffolk | CALV | OP | Solar Photovoltaic | PV | IPP Non-CHP | 2 | 3 | 3 | 3 | 10 | 2015 |  |  |  | Y | [6 empty] | 174 | 20 | 3.9 | Y | [5 empty] | Y | 3.9 | N
63249 | Terraform Arcadia | 60453 | Cummins, Inc | NY | Chautauqua | CUMM | OP | Solar Photovoltaic | PV | IPP Non-CHP | 2 | 1.8 | 1.8 | 1.8 | 6 | 2015 |  |  |  | Y | [6 empty] | 135 | 10 | 2 | Y | [5 empty] | Y | 2 | N
63249 | Terraform Arcadia | 60454 | Houghton | NY | Allegany | HOUGH | OP | Solar Photovoltaic | PV | IPP Non-CHP | 2 | 2 | 2 | 2 | 4 | 2015 |  |  |  | Y | [6 empty] | 180 | 25 | 2.6 | Y | [5 empty] | Y | 2.6 | N
60239 | Oneida DG Solar, LLC | 60455 | Oneida - South | NY | Oneida | ONS | OP | Solar Photovoltaic | PV | IPP Non-CHP | 2 | 1.9 | 1.9 | 1.9 | 12 | 2015 |  |  |  | Y | [6 empty] | 180 | 25 | 2.6 | Y | [5 empty] | Y | 2.6 | N
60239 | Oneida DG Solar, LLC | 60456 | Oneida - West | NY | Oneida | ONW | OP | Solar Photovoltaic | PV | IPP Non-CHP | 2 | 1.9 | 1.9 | 1.9 | 12 | 2015 |  |  |  | Y | [6 empty] | 180 | 25 | 2.6 | Y | [5 empty] | Y | 2.6 | N
60240 | SEC CRSD Solar One, LLC | 60458 | Hardwick-Athol & Eagle Hill | MA | Worcester | HAEH | OP | Solar Photovoltaic | PV | IPP Non-CHP | 2 | 2.8 | 2.8 | 2.8 | 7 | 2015 |  |  |  | Y | [6 empty] | 180 | 25 | 3.4 | Y | [5 empty] | Y | 3.4 | N
60947 | Tesla Inc. | 60461 | The Clorox Company | MD | Harford | PV1 | OP | Solar Photovoltaic | PV | IPP Non-CHP | 2 | 1.6 | 1.6 | 1.6 | 8 | 2016 |  |  |  | Y | [6 empty] | 180 | 8 | 2.2 | Y | [5 empty] | Y | 2.2 | N
60947 | Tesla Inc. | 60462 | Onondaga County- Clearwater | NY | Oswego | PV1 | OP | Solar Photovoltaic | PV | IPP Non-CHP | 2 | 2 | 2 | 2 | 7 | 2017 |  |  |  | Y | [6 empty] | 180 | 25 | 2.5 | Y | [5 empty] | Y | 2.5 | N
60947 | Tesla Inc. | 60463 | Greene County Meter #1 | NY | Greene | PV1 | OP | Solar Photovoltaic | PV | IPP Non-CHP | 2 | 1.6 | 1.6 | 1.6 | 2 | 2018 |  | Y | [8 empty] | 180 | 25 | 2.3 | Y | [5 empty] | Y | 2.3 | N
60947 | Tesla Inc. | 60465 | Chesapeake College | MD | Queen Annes | PV1 | OP | Solar Photovoltaic | PV | IPP Non-CHP | 2 | 1.5 | 1.5 | 1.5 | 7 | 2016 |  |  |  | Y | [6 empty] | 180 | 30 | 2.1 | Y | [5 empty] | Y | 2.1 | N
803 | Arizona Public Service Co | 60467 | Red Rock | AZ | Maricopa | PV1 | OP | Solar Photovoltaic | PV | Electric Utility | 1 | 40 | 40 | 40 | 2 | 2017 |  | Y | [8 empty] | 0 | 0 | 57.7 | Y | [5 empty] | N |  | N
61060 | Cypress Creek Renewables | 60469 | Solar Glynn | GA | Glynn | INV1 | OP | Solar Photovoltaic | PV | IPP Non-CHP | 2 | 18 | 18 | 18 | 12 | 2016 |  |  |  | Y | [6 empty] | 180 | 20 | 23 | Y | [5 empty] | N |  | N
16604 | City of San Antonio - (TX) | 60472 | CPS 1 Community Solar | TX | Bexar | CPS1 | OP | Solar Photovoltaic | PV | Electric Utility | 1 | 1 | 1 | 1 | 8 | 2016 |  | Y | [7 empty] | N | 180 |  | 1.1 |  | Y |  |  |  |  | N |  | N
62836 | Navisun LLC | 60473 | Westport MA 1 Community Solar | MA | Bristol | WPMA1 | OP | Solar Photovoltaic | PV | IPP Non-CHP | 2 | 1.3 | 1.3 | 1.3 | 9 | 2016 |  |  |  | Y | [6 empty] | 180 | 20 | 1.8 | Y | [5 empty] | N |  | Y | 1.8
61012 | AES Distributed Energy | 60474 | Bayshore Solar B, LLC | CA | Los Angeles | BSHRB | OP | Solar Photovoltaic | PV | IPP Non-CHP | 2 | 20 | 20 | 20 | 12 | 2017 |  | Y | [8 empty] | 90 |  | 25 | Y | [5 empty] | N |  | N
61012 | AES Distributed Energy | 60475 | Bayshore Solar C, LLC | CA | Los Angeles | BSHRC | OP | Solar Photovoltaic | PV | IPP Non-CHP | 2 | 20 | 20 | 20 | 12 | 2017 |  | Y | [8 empty] | 90 |  | 25 | Y | [5 empty] | N |  | N
62836 | Navisun LLC | 60476 | Westport MA 2 Community Solar | MA | Bristol | WPMA2 | OP | Solar Photovoltaic | PV | IPP Non-CHP | 2 | 1.2 | 1.2 | 1.2 | 9 | 2016 |  |  |  | Y | [6 empty] | 180 | 20 | 1.6 | Y | [5 empty] | N |  | Y | 1.6
60250 | DG Bethlehem Solar, LLC | 60477 | Bethlehem - East | NY | Albany | BE | OP | Solar Photovoltaic | PV | IPP Non-CHP | 2 | 1.7 | 1.7 | 1.7 | 3 | 2016 |  | N |  | Y | [6 empty] | 180 | 25 | 2.4 | Y | [5 empty] | Y | 2.4 | N
60250 | DG Bethlehem Solar, LLC | 60478 | Bethlehem - West | NY | Albany | BW | OP | Solar Photovoltaic | PV | IPP Non-CHP | 2 | 1 | 1 | 1 | 3 | 2016 |  |  |  | Y | [6 empty] | 180 | 25 | 1.2 | Y | [5 empty] | Y | 1.2 | N
61060 | Cypress Creek Renewables | 60480 | Germantown Solar, LLC | NC | Forsyth | PV1 | OP | Solar Photovoltaic | PV | IPP Non-CHP | 2 | 1.5 | 1.5 | 1.5 | 12 | 2015 |  |  |  | Y | [6 empty] | 180 | 20 | 2.1 | Y | [5 empty] | N |  | N
61012 | AES Distributed Energy | 60481 | Bayshore Solar A, LLC | CA | Los Angeles | BSHRA | OP | Solar Photovoltaic | PV | IPP Non-CHP | 2 | 20 | 20 | 20 | 12 | 2017 |  | Y | [8 empty] | 90 |  | 25 | Y | [5 empty] | N |  | N
64778 | Strata Manager, LLC | 60484 | Williamston West Farm, LLC | NC | Martin | 1 | OP | Solar Photovoltaic | PV | IPP Non-CHP | 2 | 4.9 | 4.9 | 4.9 | 7 | 2016 |  |  |  | Y | [6 empty] | 178 | 20 | 6.3 | Y | [5 empty] | N |  | N
65411 | Duke Energy Renewables Services | 60485 | Longboat Solar, LLC | CA | San Bernardino | PV1 | OP | Solar Photovoltaic | PV | IPP Non-CHP | 2 | 20 | 20 | 20 | 12 | 2016 |  | Y | [8 empty] | 180 |  | 26 | Y | [5 empty] | N |  | N
65411 | Duke Energy Renewables Services | 60487 | River Road Solar, LLC | NC | Hertford | PV1 | OP | Solar Photovoltaic | PV | IPP Non-CHP | 2 | 5 | 5 | 5 | 8 | 2016 |  | Y | [8 empty] | 180 |  | 7 | Y | [5 empty] | N |  | N
60267 | Hartz Solar Hamilton, LLC | 60489 | Hamilton Solar-Crosswicks | NJ | Mercer | PV1 | OP | Solar Photovoltaic | PV | IPP Non-CHP | 2 | 3.5 | 3.5 | 3.5 | 12 | 2011 |  |  |  | Y | [6 empty] | 180 | 22 | 4 | Y | [5 empty] | N |  | N
60267 | Hartz Solar Hamilton, LLC | 60489 | Hamilton Solar-Crosswicks | NJ | Mercer | PV2 | OP | Solar Photovoltaic | PV | IPP Non-CHP | 2 | 4 | 4 | 4 | 12 | 2011 |  |  |  | Y | [6 empty] | 180 | 22 | 4.6 | Y | [5 empty] | N |  | N
60277 | 54 KR 8me LLC | 60490 | Redwood 4 Solar Farm | CA | Kern | RW4SF | OP | Solar Photovoltaic | PV | IPP Non-CHP | 2 | 20 | 20 | 20 | 12 | 2017 |  | Y | [8 empty] | 0 | 0 | 26.5 | Y | [5 empty] | N |  | N
60278 | 64KT 8me LLC | 60491 | Springbok 3 Solar Farm Hybrid | CA | Kern | SB3SF | OP | Solar Photovoltaic | PV | IPP Non-CHP | 2 | 90 | 90 | 90 | 7 | 2019 |  | Y | [8 empty] | 180 |  | 119.6 | Y | Y |  |  |  |  | N |  | N
60281 | Altus Power America Management, LLC | 60492 | Rail Trail | MA | Berkshire | PV1 | OP | Solar Photovoltaic | PV | IPP Non-CHP | 2 | 2 | 2 | 2 | 5 | 2016 |  |  |  | Y | [6 empty] | 180 | 25 | 2.8 | Y | [5 empty] | N |  | Y | 2.8
60281 | Altus Power America Management, LLC | 60493 | Rising Paper | MA | Berkshire | 1 | OP | Solar Photovoltaic | PV | IPP Non-CHP | 2 | 2.5 | 2.5 | 2.5 | 5 | 2016 |  |  |  | Y | [6 empty] | 180 | 15 | 3.3 | Y | [5 empty] | N |  | Y | 3.3
60281 | Altus Power America Management, LLC | 60494 | Hampden | MA | Hampden | 1 | OP | Solar Photovoltaic | PV | IPP Non-CHP | 2 | 3.2 | 3.2 | 3.2 | 7 | 2015 |  |  |  | Y | [6 empty] | 180 | 20 | 4.3 | Y | [5 empty] | N |  | Y | 4.3
60281 | Altus Power America Management, LLC | 60495 | Little Bay | RI | Providence | 1 | OP | Solar Photovoltaic | PV | IPP Non-CHP | 2 | 1.3 | 1.3 | 1.3 | 3 | 2014 |  |  |  | Y | [6 empty] | 180 | 14 | 1.5 | Y | [5 empty] | N |  | N
60281 | Altus Power America Management, LLC | 60496 | MEBA | MD | Talbot | 1 | OP | Solar Photovoltaic | PV | IPP Non-CHP | 2 | 1.5 | 1.5 | 1.5 | 11 | 2014 |  |  |  | Y | [6 empty] | 180 | 20 | 2 | Y | [5 empty] | Y | 2 | N
60263 | SR Skylark B, LLC | 60497 | SR Skylark B | CO | Weld | SKY B | OP | Solar Photovoltaic | PV | IPP Non-CHP | 2 | 2 | 2 | 2 | 9 | 2016 |  | Y | [8 empty] | 180 | 45 | 2.7 |  | Y |  |  |  |  | N |  | N
60281 | Altus Power America Management, LLC | 60498 | Shirley Water | MA | Middlesex | 1 | OP | Solar Photovoltaic | PV | IPP Non-CHP | 2 | 2 | 2 | 2 | 8 | 2016 |  |  |  | Y | [6 empty] | 180 | 15 | 2.6 | Y | [5 empty] | N |  | Y | 2.6
60268 | Hartz Solar, LLC | 60500 | Westside Avenue | NJ | Hudson | 1 | OP | Solar Photovoltaic | PV | Commercial Non-CHP | 4 | 1 | 0.9 | 0.6 | 3 | 2011 |  |  |  | Y | [6 empty] | 170 | 10 | 1.1 | Y | [5 empty] | Y | 1.1 | N
60268 | Hartz Solar, LLC | 60501 | Hartz Way | NJ | Hudson | 1 | OP | Solar Photovoltaic | PV | Commercial Non-CHP | 4 | 1 | 0.9 | 0.6 | 12 | 2010 |  |  |  | Y | [6 empty] | 202 | 10 | 1.1 | Y | [5 empty] | Y | 1.1 | N
60947 | Tesla Inc. | 60507 | Broome County | NY | Broome | NORTH | OP | Solar Photovoltaic | PV | IPP Non-CHP | 2 | 2 | 2 | 2 | 6 | 2018 |  | Y |  | N | [6 empty] | 175 | 30 | 2.3 | Y | [5 empty] | Y | 2.3 | N
60947 | Tesla Inc. | 60507 | Broome County | NY | Broome | SOUTH | OP | Solar Photovoltaic | PV | IPP Non-CHP | 2 | 2 | 2 | 2 | 6 | 2018 |  | Y | [8 empty] | 175 | 30 | 2.3 | Y | [5 empty] | Y | 2.3 | N
59462 | Heelstone Energy Holdings, LLC | 60509 | Valley Center | CA | San Diego | PV1 | OP | Solar Photovoltaic | PV | IPP Non-CHP | 2 | 2.3 | 2.3 | 2.3 | 12 | 2016 |  | Y | [8 empty] | 0 | 0 | 3 | Y | [5 empty] | N |  | N
58871 | Citizens Enterprises Corporation | 60510 | Two Mile Desert Project | NC | Perquimans | PV1 | OP | Solar Photovoltaic | PV | IPP Non-CHP | 2 | 16.2 | 16.2 | 16.2 | 6 | 2019 |  |  |  | Y | [6 empty] | 180 | 15 | 21 | Y | [5 empty] | N |  | N
60293 | DG Colorado Solar, LLC | 60511 | Clear Spring Ranch PV Project | CO | El Paso | PV1 | OP | Solar Photovoltaic | PV | IPP Non-CHP | 2 | 10 | 10 | 10 | 10 | 2016 |  | Y | [8 empty] | 180 | 0 | 13.9 | Y | [5 empty] | N |  | N
63249 | Terraform Arcadia | 60512 | Greenville | GA | Meriwether | SO073 | OP | Solar Photovoltaic | PV | IPP Non-CHP | 2 | 1 | 1 | 1 | 9 | 2014 |  |  |  | Y | [6 empty] | 180 | 25 | 2 | Y | [5 empty] | N |  | N
63249 | Terraform Arcadia | 60513 | Richland | GA | Stewart | SO076 | OP | Solar Photovoltaic | PV | IPP Non-CHP | 2 | 1 | 1 | 1 | 9 | 2014 |  |  |  | Y | [6 empty] | 180 | 25 | 1 | Y | [5 empty] | N |  | N
63249 | Terraform Arcadia | 60514 | Seminole | GA | Seminole | PV1 | OP | Solar Photovoltaic | PV | IPP Non-CHP | 2 | 1.6 | 1.6 | 1.6 | 10 | 2014 |  | Y | [8 empty] | 180 | 30 | 2 | Y | [5 empty] | Y | 2 | N
63249 | Terraform Arcadia | 60515 | Vidalia Water Treatment Plant | GA | Lowndes | SO048 | OP | Solar Photovoltaic | PV | IPP Non-CHP | 2 | 1 | 1 | 1 | 1 | 2014 |  |  |  | Y | [6 empty] | 180 | 20 | 1 | Y | [5 empty] | N |  | N
59462 | Heelstone Energy Holdings, LLC | 60516 | NLP Granger | CA | San Diego | PV1 | OP | Solar Photovoltaic | PV | IPP Non-CHP | 2 | 3 | 3 | 3 | 9 | 2016 |  | Y | [8 empty] | 0 | 0 | 3.9 | Y | [5 empty] | N |  | N
7601 | Green Mountain Power Corp | 60518 | Stafford Hill Solar Hybrid | VT | Rutland | PV1 | OP | Solar Photovoltaic | PV | Electric Utility | 1 | 2 | 2 | 2 | 3 | 2015 |  |  |  | Y | [6 empty] | 180 | 25 | 2.5 | Y | [5 empty] | N |  | N
59380 | Enel Green Power NA, Inc. | 60519 | Albany Solar | MN | Stearns | PV1 | OP | Solar Photovoltaic | PV | IPP Non-CHP | 2 | 10 | 10 | 10 | 12 | 2016 |  | Y | [8 empty] | 90 |  | 15.2 | Y | [5 empty] | N |  | N
59380 | Enel Green Power NA, Inc. | 60520 | Annandale Solar | MN | Wright | PV1 | OP | Solar Photovoltaic | PV | IPP Non-CHP | 2 | 6 | 6 | 6 | 12 | 2016 |  | Y | [8 empty] | 90 |  | 9.1 | Y | [5 empty] | N |  | N
59380 | Enel Green Power NA, Inc. | 60521 | Atwater Solar | MN | Kandiyohi | PV1 | OP | Solar Photovoltaic | PV | IPP Non-CHP | 2 | 4 | 4 | 4 | 12 | 2016 |  | Y | [8 empty] | 90 |  | 5.9 | Y | [5 empty] | N |  | N
59380 | Enel Green Power NA, Inc. | 60522 | Chisago Solar | MN | Chisago | PV1 | OP | Solar Photovoltaic | PV | IPP Non-CHP | 2 | 6.5 | 6.5 | 6.5 | 12 | 2016 |  | Y |  | N | [6 empty] | 90 |  | 9.6 | Y | [5 empty] | N |  | N
59380 | Enel Green Power NA, Inc. | 60523 | Dodge Center Solar | MN | Dodge | PV1 | OP | Solar Photovoltaic | PV | IPP Non-CHP | 2 | 6.5 | 6.5 | 6.5 | 12 | 2016 | N | Y | [8 empty] | 90 |  | 9.9 | Y | [5 empty] | N |  | N
59380 | Enel Green Power NA, Inc. | 60524 | Eastwood Solar | MN | Blue Earth | PV1 | OP | Solar Photovoltaic | PV | IPP Non-CHP | 2 | 5.5 | 5.5 | 5.5 | 12 | 2016 |  | Y | [8 empty] | 90 |  | 8.2 | Y | [5 empty] | N |  | N
59380 | Enel Green Power NA, Inc. | 60525 | Hastings Solar | MN | Dakota | PV1 | OP | Solar Photovoltaic | PV | IPP Non-CHP | 2 | 4.5 | 4.5 | 4.5 | 12 | 2016 |  | Y | [8 empty] | 90 |  | 6.8 | Y | [5 empty] | N |  | N
59380 | Enel Green Power NA, Inc. | 60526 | Lake Emily Solar | MN | Nicollet | PV1 | OP | Solar Photovoltaic | PV | IPP Non-CHP | 2 | 4.5 | 4.5 | 4.5 | 12 | 2016 |  | Y | [8 empty] | 90 |  | 6.6 | Y | [5 empty] | N |  | N
59380 | Enel Green Power NA, Inc. | 60527 | Lake Pulaski Solar | MN | Wright | PV1 | OP | Solar Photovoltaic | PV | IPP Non-CHP | 2 | 7.5 | 7.5 | 7.5 | 12 | 2016 |  | Y | [8 empty] | 90 |  | 10.9 | Y | [5 empty] | N |  | N
59380 | Enel Green Power NA, Inc. | 60528 | Lawrence Creek Solar | MN | Chisago | PV1 | OP | Solar Photovoltaic | PV | IPP Non-CHP | 2 | 3.5 | 3.5 | 3.5 | 12 | 2016 |  | Y | [8 empty] | 90 |  | 5.3 | Y | [5 empty] | N |  | N
59380 | Enel Green Power NA, Inc. | 60529 | Montrose Solar | MN | Wright | PV1 | OP | Solar Photovoltaic | PV | IPP Non-CHP | 2 | 3.5 | 3.5 | 3.5 | 12 | 2016 |  | Y | [8 empty] | 90 |  | 5 | Y | [5 empty] | N |  | N
59380 | Enel Green Power NA, Inc. | 60530 | Paynesville Solar | MN | Stearns | PV1 | OP | Solar Photovoltaic | PV | IPP Non-CHP | 2 | 10 | 10 | 10 | 12 | 2016 |  | Y | [8 empty] | 90 |  | 15.2 | Y | [5 empty] | N |  | N
59380 | Enel Green Power NA, Inc. | 60531 | Pine Island Solar | MN | Goodhue | PV1 | OP | Solar Photovoltaic | PV | IPP Non-CHP | 2 | 4 | 4 | 4 | 12 | 2016 |  | Y | [8 empty] | 90 |  | 6.5 | Y | [5 empty] | N |  | N
59380 | Enel Green Power NA, Inc. | 60532 | Waseca Solar | MN | Waseca | PV1 | OP | Solar Photovoltaic | PV | IPP Non-CHP | 2 | 10 | 10 | 10 | 12 | 2016 |  | Y | [8 empty] | 90 |  | 15.9 | Y | [5 empty] | N |  | N
59380 | Enel Green Power NA, Inc. | 60533 | West Faribault Solar | MN | Rice | PV1 | OP | Solar Photovoltaic | PV | IPP Non-CHP | 2 | 5.5 | 5.5 | 5.5 | 12 | 2016 |  | Y | [8 empty] | 90 |  | 7.9 | Y | [5 empty] | N |  | N
59380 | Enel Green Power NA, Inc. | 60534 | West Waconia Solar | MN | Carver | PV1 | OP | Solar Photovoltaic | PV | IPP Non-CHP | 2 | 8.5 | 8.5 | 8.5 | 12 | 2016 |  | Y | [8 empty] | 90 |  | 12.2 | Y | [5 empty] | N |  | N
61060 | Cypress Creek Renewables | 60535 | Saluda Solar, LLC | SC | Saluda | PV1 | OP | Solar Photovoltaic | PV | IPP Non-CHP | 2 | 6.8 | 6.8 | 6.8 | 12 | 2016 |  |  |  | Y | [6 empty] | 180 | 20 | 10 | Y | [5 empty] | N |  | N
60297 | Limerick Road Solar, LLC | 60537 | Limerick Road Solar Farm | VT | Chittenden | 8027 | OP | Solar Photovoltaic | PV | IPP Non-CHP | 2 | 2.2 | 2.2 | 2.2 | 12 | 2013 |  |  |  | Y | [6 empty] | 194 | 30 | 3 | Y | [5 empty] | N |  | N
64778 | Strata Manager, LLC | 60538 | Langdon Solar Farm, LLC | NC | Johnston | 1 | OP | Solar Photovoltaic | PV | IPP Non-CHP | 2 | 5 | 5 | 5 | 12 | 2015 |  |  |  | Y | [6 empty] | 180 | 20 | 6.5 | Y | [5 empty] | N |  | N
60303 | Innovative Solar 42, LLC | 60539 | Innovative Solar 42 | NC | Bladen | IS042 | OP | Solar Photovoltaic | PV | IPP Non-CHP | 2 | 71 | 71 | 71 | 9 | 2017 |  | Y | [8 empty] | 0 | 0 | 92 | Y | [5 empty] | X |  | N
64875 | US Funding 1 | 60540 | Innovative Solar 31 | NC | Bladen | IS031 | OP | Solar Photovoltaic | PV | IPP Non-CHP | 2 | 35 | 35 | 35 | 1 | 2017 |  | Y | [8 empty] | 0 | 0 | 42.3 | Y | [5 empty] | N |  | N
60301 | 158th Fighter Wing | 60542 | 158th Fighter Wing Solar Farm | VT | Chittenden | 900 | OP | Solar Photovoltaic | PV | IPP Non-CHP | 2 | 1.3 | 1.3 | 1.3 | 9 | 2011 |  | N | Y | Y | [6 empty] | 170 | 30 | 1.5 | Y | [5 empty] | Y | 1.5 | N
7140 | Georgia Power Co | 60544 | Tri-County Solar Facility | GA | Putnam | PV1 | OP | Solar Photovoltaic | PV | Electric Utility | 1 | 1 | 1 | 1 | 6 | 2016 |  |  |  | Y | [6 empty] | 180 | 22 | 1.4 | Y | N |  |  |  |  | N |  | N
60947 | Tesla Inc. | 60546 | KIUC Kapaia PV and BA Storage Project Hybrid | HI | Kauai | PV1 | OP | Solar Photovoltaic | PV | IPP Non-CHP | 2 | 15 | 15 | 15 | 5 | 2017 |  |  |  | Y | [6 empty] | 180 | 15 | 17 | Y | [5 empty] | Y | 17 | N
7601 | Green Mountain Power Corp | 60547 | GMP Solar - Richmond | VT | Chittenden | PV1 | OP | Solar Photovoltaic | PV | Electric Utility | 1 | 1.9 | 1.9 | 1.9 | 10 | 2016 |  |  |  | Y | [6 empty] | 180 | 20 | 2 | Y | [5 empty] | N |  | N
61060 | Cypress Creek Renewables | 60548 | NorWest Energy 2, LLC | OR | Deschutes | PV1 | OP | Solar Photovoltaic | PV | IPP Non-CHP | 2 | 9.9 | 9.9 | 9.9 | 12 | 2016 |  | Y | [8 empty] | 180 | 20 | 14 | Y | [5 empty] | N |  | N
61119 | SRE Utility Solar 1, LLC | 60549 | ZV Solar 3, LLC | NC | Robeson | ZV3 | OP | Solar Photovoltaic | PV | IPP Non-CHP | 2 | 5 | 4.9 | 4.9 | 3 | 2016 |  |  |  | Y | [6 empty] | 180 | 20 | 6.9 | Y | [5 empty] | N |  | N
60326 | Hattiesburg Farm, LLC | 60552 | Hattiesburg Solar Farm | MS | Forrest | HATTI | OP | Solar Photovoltaic | PV | IPP Non-CHP | 2 | 50 | 50 | 50 | 10 | 2017 |  |  |  | Y | [6 empty] | 180 | 20 | 67.5 | Y | [5 empty] | N |  | N
64778 | Strata Manager, LLC | 60553 | Southerland Farm Solar | NC | Vance | 1 | OP | Solar Photovoltaic | PV | IPP Non-CHP | 2 | 5 | 5 | 5 | 11 | 2016 |  |  |  | Y | [6 empty] | 180 | 20 | 6.8 | Y | [5 empty] | N |  | N
60330 | SR South Loving, LLC | 60554 | Hazlehurst II | GA | Jeff Davis | STHLV | OP | Solar Photovoltaic | PV | IPP Non-CHP | 2 | 52.5 | 52.5 | 52.5 | 12 | 2016 |  | Y | [8 empty] | 180 | 45 | 74.1 |  | Y |  |  |  |  | N |  | N
60331 | Selmer North Solar I, LLC | 60555 | Selmer I | TN | McNairy | SELMI | OP | Solar Photovoltaic | PV | IPP Non-CHP | 2 | 16 | 16 | 16 | 12 | 2016 |  | Y | [8 empty] | 180 | 45 | 19.9 |  | Y |  |  |  |  | N |  | N
60332 | Selmer North Solar II, LLC | 60556 | Selmer II | TN | McNairy | SELM2 | OP | Solar Photovoltaic | PV | IPP Non-CHP | 2 | 8 | 8 | 8 | 12 | 2016 |  | Y | [8 empty] | 180 | 45 | 10 |  | Y |  |  |  |  | N |  | N
60307 | NRG Solar Blythe II LLC | 60558 | Solar Blythe 2 | CA | Riverside | PV1 | OP | Solar Photovoltaic | PV | IPP Non-CHP | 2 | 20 | 20 | 20 | 4 | 2017 |  | Y |  | N | [6 empty] | 180 |  | 27 | Y | [5 empty] | N |  | N
60334 | SR Millington, LLC | 60560 | Millington Solar Farm | TN | Shelby | MILL | OP | Solar Photovoltaic | PV | IPP Non-CHP | 2 | 53 | 53 | 53 | 12 | 2018 |  | Y | [8 empty] | 180 |  | 70 |  | Y |  |  |  |  | N |  | N
7601 | Green Mountain Power Corp | 60562 | GMP Solar - Panton Hybrid | VT | Addison | GMPSP | OP | Solar Photovoltaic | PV | Electric Utility | 1 | 4.9 | 4.9 | 4.9 | 12 | 2016 |  | Y | [8 empty] | 180 | 0 | 6.3 | Y | [5 empty] | N |  | N
60338 | HQC Rock River Solar Power Generation Station LLC | 60573 | HQC Rock River Solar Power Gen Station | WI | Rock | PV1 | OP | Solar Photovoltaic | PV | IPP Non-CHP | 2 | 2.1 | 2.1 | 2.1 | 7 | 2016 |  | Y | [8 empty] | 90 |  | 2.2 | Y | [5 empty] | N |  | N
64778 | Strata Manager, LLC | 60575 | Wadesboro Farm 2 | NC | Anson | 1 | OP | Solar Photovoltaic | PV | IPP Non-CHP | 2 | 5 | 5 | 5 | 6 | 2016 |  |  |  | Y | [6 empty] | 180 | 20 | 6.5 |  | Y |  |  |  |  | N |  | N
64778 | Strata Manager, LLC | 60576 | Wadesboro Farm 3 | NC | Anson | 1 | OP | Solar Photovoltaic | PV | IPP Non-CHP | 2 | 5 | 5 | 5 | 4 | 2016 |  |  |  | Y | [6 empty] | 190 | 20 | 6.5 |  | Y |  |  |  |  | N |  | N
64778 | Strata Manager, LLC | 60577 | Hector Farm | NC | Montgomery | 1 | OP | Solar Photovoltaic | PV | IPP Non-CHP | 2 | 5 | 5 | 5 | 3 | 2017 |  |  |  | Y | [6 empty] | 180 | 20 | 6.6 | Y | [5 empty] | N |  | N
64778 | Strata Manager, LLC | 60578 | Kojak Farm | NC | Nash | 1 | OP | Solar Photovoltaic | PV | IPP Non-CHP | 2 | 5 | 5 | 5 | 6 | 2016 |  |  |  | Y | [6 empty] | 182 | 20 | 6.5 | Y | [5 empty] | N |  | N
64778 | Strata Manager, LLC | 60579 | Meriwether Farm | NC | Granville | 1 | OP | Solar Photovoltaic | PV | IPP Non-CHP | 2 | 5 | 5 | 5 | 9 | 2016 |  |  |  | Y | [6 empty] | 183 | 20 | 6.7 | Y | [5 empty] | N |  | N
64778 | Strata Manager, LLC | 60580 | Soluga Farms III | NC | Cumberland | 1 | OP | Solar Photovoltaic | PV | IPP Non-CHP | 2 | 5 | 5 | 5 | 11 | 2015 |  |  |  | Y | [6 empty] | 180 | 20 | 6.5 |  | Y |  |  |  |  | N |  | N
56769 | Consolidated Edison Development Inc. | 60581 | Upton County Solar | TX | Upton | UCTX | OP | Solar Photovoltaic | PV | IPP Non-CHP | 2 | 150 | 150 | 150 | 12 | 2017 |  | Y | [8 empty] | 90 |  | 213 | Y | [5 empty] | N |  | N
60348 | FL Solar 1, LLC | 60582 | CoTAL Solar Farm | FL | Leon | PV1 | OP | Solar Photovoltaic | PV | IPP Non-CHP | 2 | 20 | 20 | 20 | 12 | 2017 |  |  |  | Y | [6 empty] | 180 | 30 | 28 |  | Y |  |  |  |  | N |  | N
60347 | AL Solar A, LLC | 60583 | LaFayette Solar Farm | AL | Chambers | PV1 | OP | Solar Photovoltaic | PV | IPP Non-CHP | 2 | 79.2 | 79.2 | 79.2 | 12 | 2017 |  | Y | [8 empty] | 180 |  | 116.9 | Y | [5 empty] | N |  | N
19876 | Virginia Electric & Power Co | 60584 | Oceana Solar | VA | Virginia Beach City | 01 | OP | Solar Photovoltaic | PV | Electric Utility | 1 | 17.6 | 7 |  | 12 | 2017 |  | Y | [8 empty] | -8 |  | 21.1 |  | Y |  |  |  |  | N |  | N
20065 | Walton Electric Member Corp | 60585 | Mount Vernon Solar | GA | Walton | MV01 | OP | Solar Photovoltaic | PV | Electric Utility | 1 | 1 | 1 | 0.8 | 7 | 2015 |  |  |  | Y | [6 empty] | 180 | 20 | 1.3 | Y | [5 empty] | N |  | N
20065 | Walton Electric Member Corp | 60586 | Pleasant Valley Solar | GA | Walton | PV01 | OP | Solar Photovoltaic | PV | Electric Utility | 1 | 2.5 | 2.5 | 2 | 4 | 2016 |  |  |  | Y | [6 empty] | 180 | 20 | 3.3 | Y | [5 empty] | N |  | N
61944 | MN8 Energy LLC | 60590 | Golden Fields Solar I, LLC | CA | Kern | RS1 | OP | Solar Photovoltaic | PV | IPP Non-CHP | 2 | 54 | 54 | 54 | 12 | 2016 |  | Y | [8 empty] | 0 | 0 | 67.4 | Y | [5 empty] | N |  | N
61944 | MN8 Energy LLC | 60591 | Solar Star California, XLI, LLC | CA | Kern | RS1 | OP | Solar Photovoltaic | PV | IPP Non-CHP | 2 | 54 | 54 | 54 | 12 | 2016 |  | Y | [8 empty] | 0 | 0 | 67.4 | Y | [5 empty] | N |  | N
60802 | Wayne Solar III, LLC | 60597 | Wayne Solar III LLC | NC | Wayne | WYN3 | OP | Solar Photovoltaic | PV | IPP Non-CHP | 2 | 5 | 5 | 5 | 7 | 2014 |  |  |  | Y | [6 empty] | 180 | 25 | 6.5 | Y | [5 empty] | N |  | N
60803 | Wayne Solar II, LLC | 60598 | Wayne Solar II LLC | NC | Wayne | WYN2 | OP | Solar Photovoltaic | PV | IPP Non-CHP | 2 | 5 | 5 | 5 | 7 | 2014 |  |  |  | Y | [6 empty] | 180 | 25 | 6.5 | Y | [5 empty] | N |  | N
60804 | Duplin Solar I, LLC | 60599 | Duplin Solar I LLC (160 Houston Lane) | NC | Duplin | DPLN | OP | Solar Photovoltaic | PV | IPP Non-CHP | 2 | 5 | 5 | 5 | 7 | 2014 |  |  |  | Y | [6 empty] | 191 | 25 | 6.5 | Y | [5 empty] | N |  | N
61060 | Cypress Creek Renewables | 60600 | Old Pageland Monroe Road Solar Farm | NC | Union | PV1 | OP | Solar Photovoltaic | PV | IPP Non-CHP | 2 | 5.3 | 5.3 | 5.3 | 11 | 2015 |  |  |  | Y | [6 empty] | 180 | 20 | 7.1 | Y | [5 empty] | N |  | N
61677 | Sol Systems | 60601 | Bay Branch Solar | NC | Beaufort | BBSOL | OP | Solar Photovoltaic | PV | IPP Non-CHP | 2 | 5 | 5 | 5 | 12 | 2018 |  | Y | [8 empty] | 180 | 20 | 7.5 |  | Y |  |  |  |  | N |  | N
60805 | Wayne Solar I, LLC | 60602 | Wayne Solar I LLC | NC | Wayne | WYN1 | OP | Solar Photovoltaic | PV | IPP Non-CHP | 2 | 5 | 5 | 5 | 7 | 2014 |  |  |  | Y | [6 empty] | 180 | 25 | 6.5 | Y | [5 empty] | N |  | N
19728 | UNS Electric, Inc | 60603 | Jacobson 5 MW Solar | AZ | Mohave | PV1 | OP | Solar Photovoltaic | PV | Electric Utility | 1 | 4.4 | 4.4 | 4.4 | 3 | 2017 |  |  |  | Y | [6 empty] | 180 | 25 | 5 | Y | [5 empty] | N |  | N
60947 | Tesla Inc. | 60604 | Wye Mills VNEM CSG | MD | Queen Annes | PV1 | OP | Solar Photovoltaic | PV | IPP Non-CHP | 2 | 10 | 10 | 10 | 8 | 2016 |  |  |  | Y | [6 empty] | 180 | 20 | 13.7 | Y | [5 empty] | N |  | Y | 13.7
60947 | Tesla Inc. | 60605 | CMEEC - Rogers Rd Solar | CT | New London | PV1 | OP | Solar Photovoltaic | PV | IPP Non-CHP | 2 | 1.3 | 1.3 | 1.3 | 2 | 2017 |  |  |  | Y | [6 empty] | 180 | 25 | 1.5 | Y | [5 empty] | Y | 1.5 | N
60947 | Tesla Inc. | 60607 | CMEEC - Polaris Park Solar Hybrid | CT | New London | PV1 | OP | Solar Photovoltaic | PV | IPP Non-CHP | 2 | 3.5 | 3.5 | 3.5 | 8 | 2017 |  |  |  | Y | [6 empty] | 180 | 25 | 4.8 | Y | [5 empty] | Y | 4.8 | N
60947 | Tesla Inc. | 60608 | CMEEC - Navy NE Trident | CT | New London | PV1 | OP | Solar Photovoltaic | PV | IPP Non-CHP | 2 | 1 | 1 | 1 | 6 | 2017 |  |  |  | Y | [6 empty] | 180 | 20 | 1.4 | Y | [5 empty] | Y | 1.4 | N
60947 | Tesla Inc. | 60609 | CMEEC - Norwich Stott St Solar Hybrid | CT | New London | PV1 | OP | Solar Photovoltaic | PV | IPP Non-CHP | 2 | 3.5 | 3.5 | 3.5 | 12 | 2016 |  |  |  | Y | [6 empty] | 180 | 15 | 4.8 | Y | [5 empty] | Y | 4.8 | N
58468 | Dominion Renewable Energy | 60611 | Summit Farms Solar | NC | Currituck | PV1 | OP | Solar Photovoltaic | PV | IPP Non-CHP | 2 | 62.4 | 62.4 | 62.4 | 3 | 2017 |  | Y | [8 empty] | 180 | 45 | 83.5 | Y | [5 empty] | N |  | N
63621 | CVI CleanCapital Solar 6 | 60612 | Morin Solar 2013 LLC | MA | Worcester | MORIN | OP | Solar Photovoltaic | PV | IPP Non-CHP | 2 | 4 | 4 | 4 | 12 | 2013 |  |  |  | Y | [6 empty] | 180 | 25 | 5.6 | Y |  |  |  |  | N | N |  | Y | 5.6
63621 | CVI CleanCapital Solar 6 | 60613 | Brookfield Solar 2013 LLC | MA | Worcester | NBKFD | OP | Solar Photovoltaic | PV | IPP Non-CHP | 2 | 2 | 2 | 2 | 12 | 2013 |  |  |  | Y | [6 empty] | 180 | 25 | 2.5 | Y |  |  |  |  | N | N |  | Y | 2.5
63621 | CVI CleanCapital Solar 6 | 60614 | WYM 1250 Palmer LLC | MA | Hampden | PALMR | OP | Solar Photovoltaic | PV | IPP Non-CHP | 2 | 1 | 1 | 1 | 9 | 2013 |  |  |  | Y | [6 empty] | 180 | 25 | 1.2 | Y |  |  |  |  | N | N |  | Y | 1.2
60809 | Southern Sky Renewable Energy Berkley, LLC | 60615 | Southern Sky Renew Energy Berkley LLC | MA | Bristol | BRKLY | OP | Solar Photovoltaic | PV | IPP Non-CHP | 2 | 3 | 3 | 3 | 6 | 2014 |  |  |  | Y | [6 empty] | 180 | 30 | 3.6 | Y | [5 empty] | N |  | N
60358 | BC Solar | 60616 | BC Solar | OR | Lake | BCSLR | OP | Solar Photovoltaic | PV | IPP Non-CHP | 2 | 8 | 8 | 8 | 11 | 2016 |  | Y | [8 empty] | 90 |  | 10.5 | Y | [5 empty] | N |  | N
60369 | City of Worcester DPW | 60621 | Worcester Landfill | MA | Worcester | WL | OP | Solar Photovoltaic | PV | IPP Non-CHP | 2 | 6.5 | 6.5 | 6.5 | 5 | 2017 |  |  |  | Y | [6 empty] | 180 | 25 | 8.2 | Y | [5 empty] | N |  | Y | 8.2
60370 | DG AMP Solar, LLC | 60622 | DG AMP Solar Bowling Green | OH | Wood | AMPBG | OP | Solar Photovoltaic | PV | IPP Non-CHP | 2 | 20 | 20 | 20 | 1 | 2017 |  | Y | [8 empty] | 180 |  | 28.5 | Y | [5 empty] | N |  | N
61694 | John Laing US Solar Corp. | 60623 | Brantley Solar | NC | Nash | PV1 | OP | Solar Photovoltaic | PV | IPP Non-CHP | 2 | 50.2 | 50.2 | 50.2 | 10 | 2018 |  |  |  | Y | [6 empty] | 180 | 20 | 71.4 | Y | [5 empty] | N |  | N
61694 | John Laing US Solar Corp. | 60624 | Fox Creek Solar | NC | Franklin | PV1 | OP | Solar Photovoltaic | PV | IPP Non-CHP | 2 | 50.2 | 50.2 | 50.2 | 11 | 2018 |  | N |  | Y | [6 empty] | 180 | 20 | 65.2 | Y | [5 empty] | N |  | N
60365 | NRG Renew Canal 1 LLC | 60625 | Renew Canal 1 CSG LLC | MA | Barnstable | CANAL | OP | Solar Photovoltaic | PV | IPP Non-CHP | 2 | 1.2 | 1.2 | 1.2 | 6 | 2017 |  |  |  | Y | [6 empty] | 180 | 20 | 1.5 | Y | [5 empty] | N |  | Y | 1.5
61298 | Pine Gate Renewables | 60627 | BRE NC Solar 3 | NC | Granville | BEAM3 | OP | Solar Photovoltaic | PV | IPP Non-CHP | 2 | 5 | 5 | 5 | 12 | 2021 |  |  |  | Y | [6 empty] | 180 | 60 | 6.7 | Y | [5 empty] | N |  | N
61060 | Cypress Creek Renewables | 60629 | Perkins Solar, LLC | NC | Person | PV1 | OP | Solar Photovoltaic | PV | IPP Non-CHP | 2 | 2 | 2 | 2 | 10 | 2016 |  |  |  | Y | [6 empty] | 180 | 20 | 2.8 | Y | [5 empty] | N |  | N
61060 | Cypress Creek Renewables | 60631 | Empire Solar | MN | Dakota | PV1 | OP | Solar Photovoltaic | PV | IPP Non-CHP | 2 | 5 | 5 | 5 | 12 | 2016 |  |  |  | Y | [6 empty] | 180 | 20 | 7 | Y | [5 empty] | N |  | N
61060 | Cypress Creek Renewables | 60632 | Blue Lake Solar | MN | Scott | PV1 | OP | Solar Photovoltaic | PV | IPP Non-CHP | 2 | 3 | 3 | 3 | 12 | 2016 |  |  |  | Y | [6 empty] | 180 | 20 | 3.9 | Y | [5 empty] | N |  | N
61060 | Cypress Creek Renewables | 60633 | Gainey Solar, LLC | NC | Bladen | PV1 | OP | Solar Photovoltaic | PV | IPP Non-CHP | 2 | 2 | 2 | 2 | 10 | 2016 |  |  |  | Y | [6 empty] | 180 | 20 | 2.8 | Y | [5 empty] | N |  | N
61060 | Cypress Creek Renewables | 60634 | Auten Road Farm, LLC | NC | Gaston | PV1 | OP | Solar Photovoltaic | PV | IPP Non-CHP | 2 | 5 | 5 | 5 | 12 | 2017 |  |  |  | Y | [6 empty] | 180 | 20 | 7 | Y | [5 empty] | N |  | N
61060 | Cypress Creek Renewables | 60635 | Creech Solar 2, LLC | NC | Wake | PV1 | OP | Solar Photovoltaic | PV | IPP Non-CHP | 2 | 5 | 5 | 5 | 12 | 2016 |  |  |  | Y | [6 empty] | 180 | 20 | 6.8 | Y | [5 empty] | N |  | N
64778 | Strata Manager, LLC | 60636 | Bunn Level Farm, LLC | NC | Harnett | 1 | OP | Solar Photovoltaic | PV | IPP Non-CHP | 2 | 5 | 5 | 5 | 12 | 2016 |  |  |  | Y | [6 empty] | 180 | 20 | 6.5 |  | Y |  |  |  |  | N |  | N
60380 | Cork Oak Solar, LLC | 60637 | Cork Oak Solar | NC | Halifax | NC160 | OP | Solar Photovoltaic | PV | IPP Non-CHP | 2 | 20 | 20 | 20 | 12 | 2017 |  | Y | N | [7 empty] | 90 | 0 | 26.2 | Y | [5 empty] | N |  | N
60381 | Sunflower Solar, LLC | 60638 | Sunflower Solar | NC | Halifax | NC160 | OP | Solar Photovoltaic | PV | IPP Non-CHP | 2 | 16 | 16 | 16 | 12 | 2017 |  | Y | [8 empty] | 90 | 0 | 21 | Y | [5 empty] | N |  | N
64658 | Solar Mule, LLC | 60640 | Solar Mule, LLC | ME | Kennebec | COLBY | OP | Solar Photovoltaic | PV | IPP Non-CHP | 2 | 1.5 | 1.5 | 1.5 | 9 | 2017 |  |  |  | Y | [6 empty] | 180 | 30 | 1.8 | Y | [5 empty] | Y | 1.8 | N
63622 | CVI CleanCapital Solar 7 | 60644 | West Brookfield Solar, LLC | MA | Worcester | WBRK | OP | Solar Photovoltaic | PV | IPP Non-CHP | 2 | 1.4 | 1.4 | 1.4 | 1 | 2016 |  |  |  | Y | [6 empty] | 180 | 35 | 1.8 | Y | [5 empty] | N |  | Y | 1.8
64778 | Strata Manager, LLC | 60651 | North Nash Farm, LLC | NC | Nash | 1 | OP | Solar Photovoltaic | PV | IPP Non-CHP | 2 | 5 | 5 | 5 | 12 | 2015 |  |  |  | Y | [6 empty] | 180 | 20 | 6.5 |  | Y |  |  |  |  | N |  | N
7570 | Great River Energy | 60652 | Dickinson Solar Array | MN | Wright | PV1 | OP | Solar Photovoltaic | PV | Electric Utility | 1 | 2.3 | 2.3 | 2.3 | 8 | 2016 |  |  |  | Y | [6 empty] | 180 | 30 | 2.6 | Y | [5 empty] | N |  | N
60281 | Altus Power America Management, LLC | 60653 | Belchertown | MA | Hampshire | PV1 | OP | Solar Photovoltaic | PV | IPP Non-CHP | 2 | 1 | 1 | 1 | 12 | 2015 |  |  |  | Y | [6 empty] | 180 | 20 | 1.3 | Y | [5 empty] | N |  | Y | 1.3
60387 | Townsite Solar, LLC | 60654 | Townsite Solar Project Hybrid | NV | Clark | GEN01 | OP | Solar Photovoltaic | PV | IPP Non-CHP | 2 | 180 | 160 | 130 | 12 | 2021 |  | Y | [8 empty] | 90 | 90 | 232 |  | Y |  |  |  |  | N |  | N
58468 | Dominion Renewable Energy | 60658 | Moffett Solar Project | SC | Jasper | PV1 | OP | Solar Photovoltaic | PV | IPP Non-CHP | 2 | 71.4 | 71.4 | 71.4 | 12 | 2017 |  | Y | [8 empty] | 180 | 60 | 93.4 | Y | [5 empty] | N |  | N
58468 | Dominion Renewable Energy | 60659 | Ridgeland Solar Project | SC | Jasper | PV1 | OP | Solar Photovoltaic | PV | IPP Non-CHP | 2 | 10 | 10 | 10 | 6 | 2017 |  | Y | [8 empty] | 180 | 60 | 12.2 | Y | [5 empty] | N |  | N
61419 | Luminace Solar MC, LLC | 60662 | Archdiocese of Baltimore J | MD | Harford | PV1 | OP | Solar Photovoltaic | PV | IPP Non-CHP | 2 | 2 | 2 | 2 | 12 | 2015 |  |  |  | Y | [6 empty] | 180 | 20 | 2.7 | Y | [5 empty] | N |  | Y | 2.7
61419 | Luminace Solar MC, LLC | 60663 | Archdiocese of Baltimore L | MD | Harford | PV1 | OP | Solar Photovoltaic | PV | IPP Non-CHP | 2 | 2 | 2 | 2 | 12 | 2015 |  |  |  | Y | [6 empty] | 180 | 20 | 2.7 | Y | [5 empty] | N |  | Y | 2.7
61419 | Luminace Solar MC, LLC | 60664 | Baltimore City B | MD | Harford | PV1 | OP | Solar Photovoltaic | PV | IPP Non-CHP | 2 | 2 | 2 | 2 | 12 | 2015 |  |  |  | Y | [6 empty] | 180 | 25 | 2.5 | Y | [5 empty] | N |  | Y | 2.5
61419 | Luminace Solar MC, LLC | 60665 | Baltimore City D | MD | Harford | PV1 | OP | Solar Photovoltaic | PV | IPP Non-CHP | 2 | 2 | 2 | 2 | 12 | 2015 |  |  |  | Y | [6 empty] | 180 | 25 | 2.5 | Y | [5 empty] | N |  | Y | 2.5
61419 | Luminace Solar MC, LLC | 60666 | Baltimore City F | MD | Harford | PV1 | OP | Solar Photovoltaic | PV | IPP Non-CHP | 2 | 2 | 2 | 2 | 12 | 2015 |  |  |  | Y | [6 empty] | 180 | 25 | 2.5 | Y | [5 empty] | N |  | Y | 2.5
61419 | Luminace Solar MC, LLC | 60667 | Baltimore City G | MD | Harford | PV1 | OP | Solar Photovoltaic | PV | IPP Non-CHP | 2 | 2 | 2 | 2 | 12 | 2015 |  |  |  | Y | [6 empty] | 180 | 25 | 2.5 | Y | [5 empty] | N |  | Y | 2.5
61419 | Luminace Solar MC, LLC | 60668 | City of Havre De Grace C | MD | Harford | PV1 | OP | Solar Photovoltaic | PV | IPP Non-CHP | 2 | 2 | 2 | 2 | 12 | 2015 |  |  |  | Y | [6 empty] | 180 | 25 | 2.7 | Y | [5 empty] | N |  | Y | 2.7
61419 | Luminace Solar MC, LLC | 60669 | Sod Run WTP A | MD | Harford | PV1 | OP | Solar Photovoltaic | PV | IPP Non-CHP | 2 | 2 | 2 | 2 | 12 | 2015 |  |  |  | Y | [6 empty] | 180 | 25 | 2.7 | Y | [5 empty] | Y | 2.7 | N
60398 | Nixa Solar, LLC | 60673 | Nixa Solar, LLC | MO | Christian | NIXA | OP | Solar Photovoltaic | PV | IPP Non-CHP | 2 | 7.9 | 7.9 | 7.9 | 11 | 2017 |  |  |  | Y | [6 empty] | 180 | 25 | 11.2 | Y | [5 empty] | N |  | N
60401 | Tannery Road Solar, LLC | 60677 | Tannery Road Landfill | NY | Oneida | TRSP | OP | Solar Photovoltaic | PV | Commercial Non-CHP | 4 | 2 | 2 | 2 | 8 | 2016 |  |  |  | Y | [6 empty] | 180 | 25 | 2.8 | Y | [5 empty] | N |  | N
60399 | GASNA 6P, LLC | 60678 | San Joaquin Solar | CA | Fresno | SJ1A | OP | Solar Photovoltaic | PV | IPP Non-CHP | 2 | 19.8 | 18.5 | 18.5 | 10 | 2018 |  | Y | [8 empty] | 180 |  | 23.4 |  | Y |  |  |  |  | N |  | N
60399 | GASNA 6P, LLC | 60678 | San Joaquin Solar | CA | Fresno | SJ1B | OP | Solar Photovoltaic | PV | IPP Non-CHP | 2 | 1.5 | 1.5 | 1.5 | 7 | 2019 |  | Y | [8 empty] | 180 |  | 1.8 |  | Y |  |  |  |  | N |  | N
195 | Alabama Power Co | 60679 | Fort Rucker Solar Array | AL | Dale | 1 | OP | Solar Photovoltaic | PV | Electric Utility | 1 | 10.6 | 10.6 | 10.6 | 4 | 2017 |  |  |  | Y | [6 empty] | 188 | 20 | 12.7 |  | Y |  |  |  |  | N |  | N
195 | Alabama Power Co | 60680 | ANAD Solar Array | AL | Calhoun | 1 | OP | Solar Photovoltaic | PV | Electric Utility | 1 | 7.4 | 7.4 | 7.4 | 7 | 2017 |  |  |  | Y | N | [5 empty] | 180 | 20 | 9.7 |  | Y |  |  |  |  | N |  | N
61827 | Annapolis Solar Park, LLC | 60681 | Annapolis Solar Park, LLC | MD | Anne Arundel | ASP12 | OP | Solar Photovoltaic | PV | IPP Non-CHP | 2 | 12 | 12 | 12 | 8 | 2018 |  |  |  | Y | [6 empty] | 180 | 12 | 18 | Y | [5 empty] | Y | 18 | N
59359 | BHE Renewables, LLC | 60682 | Pearl Solar | TX | Pecos | PEARL | OP | Solar Photovoltaic | PV | IPP Non-CHP | 2 | 50 | 50 | 50 | 10 | 2017 |  | Y | [8 empty] | 180 | 0 | 66.1 | Y | [5 empty] | N |  | N
60404 | Luminace Solar Arizona 2, LLC | 60684 | Amphitheater High School Solar | AZ | Pima | AHS1 | OP | Solar Photovoltaic | PV | IPP Non-CHP | 2 | 1 | 1 | 1 | 12 | 2016 |  |  |  | Y | [6 empty] | 180 | 12 | 1.2 | Y | [5 empty] | Y | 1.2 | N
60404 | Luminace Solar Arizona 2, LLC | 60685 | Canyon Del Oro High School Solar | AZ | Pima | CDO1 | OP | Solar Photovoltaic | PV | IPP Non-CHP | 2 | 1.4 | 1 | 1 | 12 | 2016 |  |  |  | Y | [6 empty] | 180 | 12 | 1.6 | Y | [5 empty] | Y | 1 | N
60404 | Luminace Solar Arizona 2, LLC | 60685 | Canyon Del Oro High School Solar | AZ | Pima | CDO2 | OP | Solar Photovoltaic | PV | IPP Non-CHP | 2 | 1.4 | 0.1 | 0.1 | 12 | 2016 |  |  |  | Y | [6 empty] | 180 | 12 | 1.6 | Y | [5 empty] | Y | 0.1 | N
60404 | Luminace Solar Arizona 2, LLC | 60685 | Canyon Del Oro High School Solar | AZ | Pima | CDO3 | OP | Solar Photovoltaic | PV | IPP Non-CHP | 2 | 1.4 | 0.2 | 0.2 | 11 | 2016 |  |  |  | Y | [6 empty] | 180 | 12 | 1.6 | Y | [5 empty] | Y | 0.2 | N
60404 | Luminace Solar Arizona 2, LLC | 60685 | Canyon Del Oro High School Solar | AZ | Pima | CDO4 | OP | Solar Photovoltaic | PV | IPP Non-CHP | 2 | 0.2 | 0.2 | 0.2 | 11 | 2016 |  |  |  | Y | [6 empty] | 180 | 12 | 0.2 | Y | [5 empty] | Y | 0.2 | N
60408 | Pierre Solar | 60686 | Pierre Solar | SD | Hughes | PIERS | OP | Solar Photovoltaic | PV | IPP Non-CHP | 2 | 1 | 1 | 1 | 9 | 2016 |  |  |  | Y | [6 empty] | 180 | 30 | 1.3 | Y | [5 empty] | N |  | N
56215 | RWE Renewables Americas, LLC | 60691 | Tanager Holdings | NC | Randolph | PV1 | OP | Solar Photovoltaic | PV | IPP Non-CHP | 2 | 5 | 5 | 5 | 12 | 2019 |  | Y | [8 empty] | 180 | 25 | 6.8 |  | Y |  |  | N |  | N |  | N
60970 | SunShare Management | 60694 | WakeSun LLC | MN | Stearns | MLC27 | OP | Solar Photovoltaic | PV | IPP Non-CHP | 2 | 1 | 1 | 1 | 1 | 2017 |  |  |  | Y | [6 empty] | 180 | 30 | 1.4 | Y | [5 empty] | N |  | Y | 1.4
60970 | SunShare Management | 60694 | WakeSun LLC | MN | Stearns | MLC28 | OP | Solar Photovoltaic | PV | IPP Non-CHP | 2 | 1 | 1 | 1 | 1 | 2017 |  |  |  | Y | [6 empty] | 180 | 30 | 1.4 | Y | [5 empty] | N |  | Y | 1.4
60970 | SunShare Management | 60694 | WakeSun LLC | MN | Stearns | MLC29 | OP | Solar Photovoltaic | PV | IPP Non-CHP | 2 | 1 | 1 | 1 | 1 | 2017 |  |  |  | Y | [6 empty] | 180 | 30 | 1.3 | Y | [5 empty] | N |  | Y | 1.3
60970 | SunShare Management | 60695 | BentonSun LLC | MN | Carver | MLC17 | OP | Solar Photovoltaic | PV | IPP Non-CHP | 2 | 1 | 1 | 1 | 12 | 2016 |  |  |  | Y | [6 empty] | 180 | 25 | 1.4 | Y | [5 empty] | N |  | Y | 1.4
60970 | SunShare Management | 60695 | BentonSun LLC | MN | Carver | MLC18 | OP | Solar Photovoltaic | PV | IPP Non-CHP | 2 | 1 | 1 | 1 | 12 | 2016 |  |  |  | Y | [6 empty] | 180 | 25 | 1.4 | Y | [5 empty] | N |  | Y | 1.4
60970 | SunShare Management | 60695 | BentonSun LLC | MN | Carver | MLC19 | OP | Solar Photovoltaic | PV | IPP Non-CHP | 2 | 1 | 1 | 1 | 12 | 2016 |  | N |  | Y | N | [5 empty] | 180 | 25 | 1.3 | Y | [5 empty] | N |  | Y | 1.3
60970 | SunShare Management | 60695 | BentonSun LLC | MN | Carver | MLC20 | OP | Solar Photovoltaic | PV | IPP Non-CHP | 2 | 1 | 1 | 1 | 12 | 2016 |  | N |  | Y | [6 empty] | 180 | 25 | 1.4 | Y | [5 empty] | N |  | Y | 1.4
60970 | SunShare Management | 60695 | BentonSun LLC | MN | Carver | MLC21 | OP | Solar Photovoltaic | PV | IPP Non-CHP | 2 | 1 | 1 | 1 | 12 | 2016 |  | N |  | Y | [6 empty] | 180 | 25 | 1.4 | Y | [5 empty] | N |  | Y | 1.4
61012 | AES Distributed Energy | 60702 | Rincon Solar I | GA | Effingham | PV1 | OP | Solar Photovoltaic | PV | IPP Non-CHP | 2 | 18.4 | 18.3 | 18.3 | 12 | 2016 |  | Y | [8 empty] | 90 | 0 | 21.2 | Y | [5 empty] | N |  | N
12670 | Missouri Jnt Muni.Pwr Elec. Ut. Comm. | 60704 | Trenton Solar Farm (MO) | MO | Grundy | TSF1 | OP | Solar Photovoltaic | PV | IPP Non-CHP | 2 | 2.8 | 2.8 | 2.8 | 11 | 2015 |  |  |  | Y | [6 empty] | 180 | 27 | 3.3 | Y | [5 empty] | N |  | N
12670 | Missouri Jnt Muni.Pwr Elec. Ut. Comm. | 60705 | Rolla Solar Farm (MO) | MO | Phelps | RSF1 | OP | Solar Photovoltaic | PV | IPP Non-CHP | 2 | 2.8 | 2.8 | 2.8 | 5 | 2016 |  |  |  | Y | [6 empty] | 180 | 25 | 3.2 | Y | [5 empty] | N |  | N
12670 | Missouri Jnt Muni.Pwr Elec. Ut. Comm. | 60706 | Waynesville Solar Farm (MO) | MO | Pulaski | WSF1 | OP | Solar Photovoltaic | PV | IPP Non-CHP | 2 | 2.8 | 2.8 | 2.8 | 8 | 2016 |  |  |  | Y | [6 empty] | 180 | 25 | 3.2 | Y | [5 empty] | N |  | N
12670 | Missouri Jnt Muni.Pwr Elec. Ut. Comm. | 60707 | Marshall Solar Farm (MO) | MO | Saline | MMSF1 | OP | Solar Photovoltaic | PV | IPP Non-CHP | 2 | 2.8 | 2.8 | 2.8 | 12 | 2016 |  |  |  | Y | [6 empty] | 185 | 25 | 3.2 | Y | [5 empty] | N |  | N
61419 | Luminace Solar MC, LLC | 60708 | Havre de Grace II - E at Perryman | MD | Harford | PV1 | OP | Solar Photovoltaic | PV | IPP Non-CHP | 2 | 1.4 | 1.4 | 1.4 | 5 | 2016 |  |  |  | Y | [6 empty] | 180 | 25 | 1.5 | Y | [5 empty] | Y | 1.5 | N
61944 | MN8 Energy LLC | 60709 | IFF Hazlet | NJ | Monmouth | GRND | OP | Solar Photovoltaic | PV | IPP Non-CHP | 2 | 3 | 3 | 3 | 12 | 2014 |  |  |  | Y | [6 empty] | 180 | 10 | 4 | Y | [5 empty] | Y | 4 | N
61944 | MN8 Energy LLC | 60710 | Stone Hill Solar CSG | MA | Bristol | PV1 | OP | Solar Photovoltaic | PV | IPP Non-CHP | 2 | 2 | 2 | 2 | 7 | 2014 |  |  |  | Y | [6 empty] | 180 | 25 | 2.7 | Y | [5 empty] | N |  | Y | 2.7
60434 | Chisago Community Solar | 60711 | Chisago Community Solar | MN | Chisago | CCS1 | OP | Solar Photovoltaic | PV | IPP Non-CHP | 2 | 1 | 0.9 | 0.9 | 12 | 2016 |  |  |  | Y | [6 empty] | 185 | 35 | 1.3 |  |  |  | Y |  |  | N |  | Y | 1.3
60434 | Chisago Community Solar | 60711 | Chisago Community Solar | MN | Chisago | CCS2 | OP | Solar Photovoltaic | PV | IPP Non-CHP | 2 | 1 | 0.9 | 0.9 | 12 | 2016 |  |  |  | Y | [6 empty] | 185 | 35 | 1.3 |  |  |  | Y |  |  | N |  | Y | 1.3
60434 | Chisago Community Solar | 60711 | Chisago Community Solar | MN | Chisago | CCS3 | OP | Solar Photovoltaic | PV | IPP Non-CHP | 2 | 1 | 0.9 | 0.9 | 12 | 2016 |  |  |  | Y | [6 empty] | 185 | 35 | 1.3 |  |  |  | Y |  |  | N |  | Y | 1.3
60434 | Chisago Community Solar | 60711 | Chisago Community Solar | MN | Chisago | CCS4 | OP | Solar Photovoltaic | PV | IPP Non-CHP | 2 | 1 | 0.9 | 0.9 | 12 | 2016 |  |  |  | Y | [6 empty] | 185 | 35 | 1.3 |  |  |  | Y |  |  | N |  | Y | 1.3
60435 | Ursa Community Solar | 60712 | Ursa Community Solar | MN | Dakota | UCS1 | OP | Solar Photovoltaic | PV | IPP Non-CHP | 2 | 1 | 0.9 | 0.9 | 1 | 2017 |  |  |  | Y | [6 empty] | 185 | 35 | 1.3 |  | Y |  |  |  |  | N |  | N
60435 | Ursa Community Solar | 60712 | Ursa Community Solar | MN | Dakota | UCS2 | OP | Solar Photovoltaic | PV | IPP Non-CHP | 2 | 1 | 0.9 | 0.9 | 1 | 2017 |  |  |  | Y | [6 empty] | 185 | 35 | 1.3 |  | Y |  |  |  |  | N |  | N
60435 | Ursa Community Solar | 60712 | Ursa Community Solar | MN | Dakota | UCS3 | OP | Solar Photovoltaic | PV | IPP Non-CHP | 2 | 1 | 0.9 | 0.9 | 1 | 2017 |  |  |  | Y | [6 empty] | 185 | 35 | 1.3 |  | Y |  |  | N |  | N |  | N
60435 | Ursa Community Solar | 60712 | Ursa Community Solar | MN | Dakota | UCS4 | OP | Solar Photovoltaic | PV | IPP Non-CHP | 2 | 1 | 0.9 | 0.9 | 1 | 2017 |  |  |  | Y | [6 empty] | 185 | 35 | 1.3 |  | Y |  |  |  |  | N |  | N
60435 | Ursa Community Solar | 60712 | Ursa Community Solar | MN | Dakota | UCS5 | OP | Solar Photovoltaic | PV | IPP Non-CHP | 2 | 1 | 0.9 | 0.9 | 1 | 2017 |  |  |  | Y | [6 empty] | 185 | 35 | 1.3 |  | Y |  |  |  |  | N |  | N
60436 | Sunrise Community Solar | 60713 | Sunrise Community Solar | MN | Chisago | SCS1 | OP | Solar Photovoltaic | PV | IPP Non-CHP | 2 | 1 | 0.9 | 0.9 | 12 | 2016 |  |  |  | Y | [6 empty] | 185 | 35 | 1.3 |  | Y |  | N |  |  | N |  | N
60436 | Sunrise Community Solar | 60713 | Sunrise Community Solar | MN | Chisago | SCS2 | OP | Solar Photovoltaic | PV | IPP Non-CHP | 2 | 1 | 0.9 | 0.9 | 12 | 2016 |  |  |  | Y | [6 empty] | 185 | 35 | 1.3 |  | Y |  |  |  |  | N |  | N
60436 | Sunrise Community Solar | 60713 | Sunrise Community Solar | MN | Chisago | SCS3 | OP | Solar Photovoltaic | PV | IPP Non-CHP | 2 | 1 | 0.9 | 0.9 | 12 | 2016 |  |  |  | Y | [6 empty] | 185 | 35 | 1.3 |  | Y |  |  |  |  | N |  | N
60436 | Sunrise Community Solar | 60713 | Sunrise Community Solar | MN | Chisago | SCS4 | OP | Solar Photovoltaic | PV | IPP Non-CHP | 2 | 1 | 0.9 | 0.9 | 12 | 2016 |  |  |  | Y | [6 empty] | 185 | 35 | 1.3 |  | Y |  |  |  |  | N |  | N
60436 | Sunrise Community Solar | 60713 | Sunrise Community Solar | MN | Chisago | SCS5 | OP | Solar Photovoltaic | PV | IPP Non-CHP | 2 | 1 | 0.9 | 0.9 | 12 | 2016 |  |  |  | Y | [6 empty] | 185 | 35 | 1.3 |  | Y |  |  |  |  | N |  | N
60437 | Rosemount Community Solar | 60714 | Rosemount Community Solar | MN | Dakota | RCS1 | OP | Solar Photovoltaic | PV | IPP Non-CHP | 2 | 1 | 0.9 | 0.9 | 12 | 2016 |  |  |  | Y | [6 empty] | 185 | 35 | 1.3 |  | Y |  |  |  |  | N |  | N
60437 | Rosemount Community Solar | 60714 | Rosemount Community Solar | MN | Dakota | RCS2 | OP | Solar Photovoltaic | PV | IPP Non-CHP | 2 | 1 | 0.9 | 0.9 | 12 | 2016 |  |  |  | Y | [6 empty] | 185 | 35 | 1.3 |  | Y |  |  |  |  | N |  | N
60437 | Rosemount Community Solar | 60714 | Rosemount Community Solar | MN | Dakota | RCS3 | OP | Solar Photovoltaic | PV | IPP Non-CHP | 2 | 1 | 0.9 | 0.9 | 12 | 2016 |  |  |  | Y | [6 empty] | 185 | 35 | 1.3 |  | Y |  |  |  |  | N |  | N
60437 | Rosemount Community Solar | 60714 | Rosemount Community Solar | MN | Dakota | RCS4 | OP | Solar Photovoltaic | PV | IPP Non-CHP | 2 | 1 | 0.9 | 0.9 | 12 | 2016 |  |  |  | Y | [6 empty] | 185 | 35 | 1.3 |  | Y |  |  |  |  | N |  | N
60437 | Rosemount Community Solar | 60714 | Rosemount Community Solar | MN | Dakota | RCS5 | OP | Solar Photovoltaic | PV | IPP Non-CHP | 2 | 1 | 0.9 | 0.9 | 12 | 2016 |  |  |  | Y | [6 empty] | 185 | 35 | 1.3 |  | Y |  |  |  |  | N |  | N
60438 | Paynesville Community Solar | 60715 | Paynesville Community Solar | MN | Stearns | PCS1 | OP | Solar Photovoltaic | PV | IPP Non-CHP | 2 | 1 | 0.9 | 0.9 | 12 | 2016 |  |  |  | Y | [6 empty] | 185 | 35 | 1.3 |  | Y |  |  |  |  | N |  | Y | 1
60438 | Paynesville Community Solar | 60715 | Paynesville Community Solar | MN | Stearns | PCS2 | OP | Solar Photovoltaic | PV | IPP Non-CHP | 2 | 1 | 0.9 | 0.9 | 12 | 2016 |  |  |  | Y | [6 empty] | 185 | 35 | 1.3 |  | Y |  |  |  |  | N |  | Y | 1
60438 | Paynesville Community Solar | 60715 | Paynesville Community Solar | MN | Stearns | PCS3 | OP | Solar Photovoltaic | PV | IPP Non-CHP | 2 | 1 | 0.9 | 0.9 | 12 | 2016 |  |  |  | Y | [6 empty] | 185 | 35 | 1.3 |  | Y |  |  |  |  | N |  | Y | 1
60438 | Paynesville Community Solar | 60715 | Paynesville Community Solar | MN | Stearns | PCS4 | OP | Solar Photovoltaic | PV | IPP Non-CHP | 2 | 1 | 0.9 | 0.9 | 12 | 2016 |  |  |  | Y | [6 empty] | 185 | 35 | 1.3 |  | Y |  |  |  |  | N |  | Y | 1
60438 | Paynesville Community Solar | 60715 | Paynesville Community Solar | MN | Stearns | PCS5 | OP | Solar Photovoltaic | PV | IPP Non-CHP | 2 | 1 | 0.9 | 0.9 | 1 | 2017 |  |  |  | Y | [6 empty] | 185 | 35 | 1.3 |  | Y |  |  |  |  | N |  | Y | 1
60439 | Orion Community Solar | 60716 | Orion Community Solar | MN | Stearns | OCS1 | OP | Solar Photovoltaic | PV | IPP Non-CHP | 2 | 1 | 0.9 | 0.9 | 1 | 2017 |  |  |  | Y | [6 empty] | 185 | 35 | 1.3 |  | Y |  |  |  |  | N |  | N
60439 | Orion Community Solar | 60716 | Orion Community Solar | MN | Stearns | OCS2 | OP | Solar Photovoltaic | PV | IPP Non-CHP | 2 | 1 | 0.9 | 0.9 | 1 | 2017 |  |  |  | Y | [6 empty] | 185 | 35 | 1.3 |  | Y |  |  |  |  | N |  | N
60439 | Orion Community Solar | 60716 | Orion Community Solar | MN | Stearns | OCS3 | OP | Solar Photovoltaic | PV | IPP Non-CHP | 2 | 1 | 0.9 | 0.9 | 1 | 2017 |  |  |  | Y | [6 empty] | 185 | 35 | 1.3 |  | Y |  |  |  |  | N |  | N
60440 | Northfield Community Solar | 60717 | Northfield Community Solar | MN | Dakota | NCS1 | OP | Solar Photovoltaic | PV | IPP Non-CHP | 2 | 1 | 0.9 | 0.9 | 12 | 2016 |  |  |  | Y | [6 empty] | 185 | 35 | 1.3 |  | Y |  |  |  |  | N |  | Y | 1
60440 | Northfield Community Solar | 60717 | Northfield Community Solar | MN | Dakota | NCS2 | OP | Solar Photovoltaic | PV | IPP Non-CHP | 2 | 1 | 0.9 | 0.9 | 12 | 2016 |  |  |  | Y | [6 empty] | 185 | 35 | 1.3 |  | Y |  |  |  |  | N |  | Y | 1
60440 | Northfield Community Solar | 60717 | Northfield Community Solar | MN | Dakota | NCS3 | OP | Solar Photovoltaic | PV | IPP Non-CHP | 2 | 1 | 0.9 | 0.9 | 12 | 2016 |  |  |  | Y | [6 empty] | 185 | 35 | 1.3 |  | Y |  |  |  |  | N |  | Y | 1
60440 | Northfield Community Solar | 60717 | Northfield Community Solar | MN | Dakota | NCS4 | OP | Solar Photovoltaic | PV | IPP Non-CHP | 2 | 1 | 0.9 | 0.9 | 12 | 2016 |  |  |  | Y | [6 empty] | 185 | 35 | 1.3 |  | Y |  |  |  |  | N |  | Y | 1
60440 | Northfield Community Solar | 60717 | Northfield Community Solar | MN | Dakota | NCS5 | OP | Solar Photovoltaic | PV | IPP Non-CHP | 2 | 1 | 0.9 | 0.9 | 12 | 2016 |  |  |  | Y | [6 empty] | 185 | 35 | 1.3 |  | Y |  |  |  |  | N |  | Y | 1
61944 | MN8 Energy LLC | 60720 | Weld 1 Community Solar Array | CO | Weld | WELD1 | OP | Solar Photovoltaic | PV | IPP Non-CHP | 2 | 1.5 | 1.5 | 1.5 | 10 | 2017 |  | Y | [8 empty] | 180 |  | 2 | Y | [5 empty] | N |  | Y | 2
61944 | MN8 Energy LLC | 60722 | Logan 1 Community Solar Array | CO | Logan | LOGA1 | OP | Solar Photovoltaic | PV | IPP Non-CHP | 2 | 1.5 | 1.5 | 1.5 | 10 | 2017 |  | Y | [8 empty] | 180 | 0 | 2 | Y | [5 empty] | N |  | Y | 1.7
61944 | MN8 Energy LLC | 60723 | Conejos 1 Community Solar Array | CO | Conejos | CONEJ | OP | Solar Photovoltaic | PV | IPP Non-CHP | 2 | 1.5 | 1.5 | 1.5 | 11 | 2017 |  | Y | [8 empty] | 0 | 0 | 2 | Y | [5 empty] | N |  | Y | 1.5
61944 | MN8 Energy LLC | 60724 | Arapahoe 3 Community Solar Array | CO | Arapahoe | ARAP3 | OP | Solar Photovoltaic | PV | IPP Non-CHP | 2 | 1.8 | 1.8 | 1.8 | 9 | 2017 |  | Y | [8 empty] | 0 | 0 | 2 | Y | [5 empty] | N |  | Y | 2
61944 | MN8 Energy LLC | 60725 | Xcel Adams 2 Community Solar Array | CO | Adams | ADCO2 | OP | Solar Photovoltaic | PV | IPP Non-CHP | 2 | 1.5 | 1.5 | 1.5 | 12 | 2017 |  | Y | [8 empty] | 0 |  | 2 | Y | [5 empty] | N |  | Y | 2
61944 | MN8 Energy LLC | 60726 | Xcel Adams 1 Community Solar Array | CO | Adams | ADCO1 | OP | Solar Photovoltaic | PV | IPP Non-CHP | 2 | 1.8 | 1.8 | 1.8 | 9 | 2017 |  | Y | [8 empty] | 0 |  | 2 | Y | [5 empty] | N |  | Y | 1.5
61944 | MN8 Energy LLC | 60727 | East Orange Solar | NJ | Essex | PV1 | OP | Solar Photovoltaic | PV | IPP Non-CHP | 2 | 4.5 | 4.5 | 4.5 | 3 | 2015 |  |  |  | Y | [6 empty] | 180 | 20 | 5.5 | Y | [5 empty] | Y | 5.5 | N
61944 | MN8 Energy LLC | 60728 | Howell Solar | NJ | Monmouth | PV1 | OP | Solar Photovoltaic | PV | IPP Non-CHP | 2 | 7 | 7 | 7 | 3 | 2016 |  |  |  | Y | [6 empty] | 180 | 20 | 8.9 | Y | [5 empty] | N |  | N
61944 | MN8 Energy LLC | 60729 | Raritan Solar | NJ | Hunterdon | PV1 | OP | Solar Photovoltaic | PV | IPP Non-CHP | 2 | 7.5 | 7.5 | 7.5 | 4 | 2016 |  |  |  | Y | [6 empty] | 180 | 25 | 10 | Y | [5 empty] | N |  | N
61944 | MN8 Energy LLC | 60730 | Bridgewater Solar CSG | MA | Plymouth | PV1 | OP | Solar Photovoltaic | PV | IPP Non-CHP | 2 | 1.3 | 2 | 2 | 8 | 2015 |  |  |  | Y | [6 empty] | 180 | 25 | 2.9 | Y | [5 empty] | N |  | Y | 2.9
61944 | MN8 Energy LLC | 60730 | Bridgewater Solar CSG | MA | Plymouth | PV2 | OP | Solar Photovoltaic | PV | IPP Non-CHP | 2 | 1 | 1 | 1 | 8 | 2015 |  |  |  | Y | [6 empty] | 180 | 25 | 1.1 | Y | [5 empty] | N |  | Y | 1.1
61944 | MN8 Energy LLC | 60731 | Holliston Solar CSG | MA | Middlesex | PV1 | OP | Solar Photovoltaic | PV | IPP Non-CHP | 2 | 1 | 1 | 1 | 7 | 2015 |  |  |  | Y | [6 empty] | 180 | 17 | 1.4 | Y | [5 empty] | N |  | Y | 1.4
61944 | MN8 Energy LLC | 60732 | Frankford Solar | NJ | Sussex | PV1 | OP | Solar Photovoltaic | PV | IPP Non-CHP | 2 | 8.2 | 8.2 | 8.2 | 4 | 2012 |  |  |  | Y | [6 empty] | 180 | 25 | 9.8 | Y | [5 empty] | N |  | N
61944 | MN8 Energy LLC | 60733 | Brickyard Solar | NJ | Monmouth | PV1 | OP | Solar Photovoltaic | PV | IPP Non-CHP | 2 | 1.5 | 1.5 | 1.5 | 6 | 2015 |  |  |  | Y | [6 empty] | 180 | 20 | 2 | Y | [5 empty] | N |  | N
61944 | MN8 Energy LLC | 60734 | Bordentown Solar | NJ | Burlington | PV1 | OP | Solar Photovoltaic | PV | IPP Non-CHP | 2 | 6.8 | 6.8 | 6.8 | 12 | 2015 |  |  |  | Y | [6 empty] | 148 | 19 | 8.5 | Y | [5 empty] | N |  | N
61944 | MN8 Energy LLC | 60735 | Longview Solar | MD | Wicomico | PV1 | OP | Solar Photovoltaic | PV | IPP Non-CHP | 2 | 13.6 | 13.6 | 13.6 | 2 | 2016 |  | Y | [8 empty] | 90 |  | 17.8 | Y | [5 empty] | N |  | N
61944 | MN8 Energy LLC | 60736 | Wilmington Solar | MA | Middlesex | PV1 | OP | Solar Photovoltaic | PV | IPP Non-CHP | 2 | 2 | 2 | 2 | 11 | 2015 |  |  |  | Y | [6 empty] | 141 | 10 | 2.8 | Y | [5 empty] | Y | 2.8 | N
61944 | MN8 Energy LLC | 60737 | Church Hill | MD | Queen Annes | PV1 | OP | Solar Photovoltaic | PV | IPP Non-CHP | 2 | 6 | 6 | 6 | 5 | 2016 |  |  |  | Y | [6 empty] | 180 | 20 | 7.3 | Y | [5 empty] | N |  | N
61944 | MN8 Energy LLC | 60738 | Fall River Solar CSG | MA | Bristol | PV1 | OP | Solar Photovoltaic | PV | IPP Non-CHP | 2 | 2 | 2 | 2 | 2 | 2013 |  |  |  | Y | [6 empty] | 43 | 1 | 2.5 | Y | [5 empty] | N |  | Y | 2.5
61944 | MN8 Energy LLC | 60739 | DSM Solar | NJ | Warren | PV1 | OP | Solar Photovoltaic | PV | IPP Non-CHP | 2 | 4.5 | 4.5 | 4.5 | 12 | 2014 |  |  |  | Y | [6 empty] | 148 | 10 | 6 | Y | [5 empty] | Y | 6 | N
61944 | MN8 Energy LLC | 60740 | Pittsgrove Solar | NJ | Salem | PV1 | OP | Solar Photovoltaic | PV | IPP Non-CHP | 2 | 2 | 2 | 2 | 5 | 2014 |  |  |  | Y | [6 empty] | 180 | 23 | 2.3 | Y | [5 empty] | N |  | N
58871 | Citizens Enterprises Corporation | 60741 | Old Midville Solar | GA | Jenkins | OMD | OP | Solar Photovoltaic | PV | IPP Non-CHP | 2 | 19.7 | 19.7 | 19.7 | 11 | 2016 |  | Y | [8 empty] | 0 | 0 | 28.2 | Y | [5 empty] | N |  | N
61012 | AES Distributed Energy | 60744 | SEPV Imperial Dixieland West | CA | Imperial | SESI2 | OP | Solar Photovoltaic | PV | IPP Non-CHP | 2 | 3 | 2.9 | 2.4 | 12 | 2016 |  | Y | [8 empty] | 90 | 0 | 4 | Y | [5 empty] | N |  | N
61012 | AES Distributed Energy | 60745 | SEPV Imperial Dixieland East | CA | Imperial | SESI1 | OP | Solar Photovoltaic | PV | IPP Non-CHP | 2 | 2 | 1.9 | 1.6 | 12 | 2016 |  | Y | [8 empty] | 90 | 0 | 2.7 | Y | [5 empty] | N |  | N
63069 | CVI CleanCapital Solar 5 LLC | 60746 | Silvi Gibraltar Rock | NJ | Somerset | 08502 | OP | Solar Photovoltaic | PV | IPP Non-CHP | 2 | 2.5 | 3 | 2.5 | 10 | 2016 |  |  |  | Y | [6 empty] | 180 | 15 | 3 | Y | [5 empty] | Y | 2.5 | N
63069 | CVI CleanCapital Solar 5 LLC | 60747 | Seabrook Village | NJ | Monmouth | 07724 | OP | Solar Photovoltaic | PV | IPP Non-CHP | 2 | 3.1 | 3.1 | 3.1 | 9 | 2016 |  |  |  | Y | [6 empty] | 180 | 15 | 4 | Y | [5 empty] | Y | 3.1 | N
60448 | Simcoe Solar | 60748 | Simcoe Solar | ID | Elmore | IDSS | OP | Solar Photovoltaic | PV | IPP Non-CHP | 2 | 20 | 20 | 20 | 3 | 2017 |  | Y | [8 empty] | 180 | 60 | 26 | Y | [5 empty] | N |  | N
61944 | MN8 Energy LLC | 60752 | Gloucester Community College Solar | NJ | Gloucester | PV1 | OP | Solar Photovoltaic | PV | IPP Non-CHP | 2 | 2.3 | 2.3 | 2.3 | 3 | 2014 |  |  |  | Y | [6 empty] | 209 | 15 | 3 | Y | [5 empty] | Y | 3 | N
60281 | Altus Power America Management, LLC | 60753 | Shirley Landfill | MA | Middlesex | PV1 | OP | Solar Photovoltaic | PV | IPP Non-CHP | 2 | 1 | 1 | 1 | 5 | 2017 |  |  |  | Y | [6 empty] | 180 | 20 | 1.3 | Y | [5 empty] | N |  | Y | 1.3
60281 | Altus Power America Management, LLC | 60754 | DDR Shoppers World | MA | Middlesex | PV1 | OP | Solar Photovoltaic | PV | IPP Non-CHP | 2 | 1.3 | 1.3 | 1.3 | 11 | 2017 |  |  |  | Y | [6 empty] | 180 | 10 | 1.7 | Y | [5 empty] | N |  | Y | 1.7
60281 | Altus Power America Management, LLC | 60755 | Spartan | NJ | Burlington | PV1 | OP | Solar Photovoltaic | PV | IPP Non-CHP | 2 | 8.3 | 8.3 | 8.3 | 3 | 2017 |  |  |  | Y | [6 empty] | 180 | 25 | 9.9 | Y | [5 empty] | N |  | N
60281 | Altus Power America Management, LLC | 60756 | Meadow Solar | MA | Suffolk | PV1 | OP | Solar Photovoltaic | PV | IPP Non-CHP | 2 | 3 | 3 | 3 | 12 | 2016 |  | Y | [8 empty] | 38 | 5 | 4 | Y | [5 empty] | N |  | Y | 4
60281 | Altus Power America Management, LLC | 60757 | Cedarville CSG | MA | Plymouth | PV1 | OP | Solar Photovoltaic | PV | IPP Non-CHP | 2 | 0.5 | 0.5 | 0.5 | 7 | 2017 |  | Y | [8 empty] | 180 | 20 | 0.7 | Y | [5 empty] | N |  | Y | 0.7
60281 | Altus Power America Management, LLC | 60757 | Cedarville CSG | MA | Plymouth | PV2 | OP | Solar Photovoltaic | PV | IPP Non-CHP | 2 | 1 | 1 | 1 | 7 | 2017 |  | Y | [8 empty] | 180 | 20 | 1.4 | Y | [5 empty] | N |  | Y | 1.4
60281 | Altus Power America Management, LLC | 60757 | Cedarville CSG | MA | Plymouth | PV3 | OP | Solar Photovoltaic | PV | IPP Non-CHP | 2 | 1 | 1 | 1 | 7 | 2017 |  | Y | [8 empty] | 180 | 20 | 1.2 | Y | [5 empty] | N |  | Y | 1.2
56997 | Marina Energy LLC | 60759 | Freeze Solar | NJ | Middlesex | PV1 | OP | Solar Photovoltaic | PV | IPP Non-CHP | 2 | 1.5 | 1.5 | 1.5 | 12 | 2013 |  |  |  | Y | [6 empty] | 211 | 10 | 1.8 | Y | [5 empty] | Y | 1.8 | N
64778 | Strata Manager, LLC | 60761 | Roper Farm, LLC | NC | Cleveland | 1 | OP | Solar Photovoltaic | PV | IPP Non-CHP | 2 | 5 | 5 | 5 | 6 | 2015 |  |  |  | Y | [6 empty] | 180 | 20 | 6.4 |  | Y |  |  |  |  | N |  | N
63069 | CVI CleanCapital Solar 5 LLC | 60762 | Pfizer Peapack Solar | NJ | Somerset | 07934 | OP | Solar Photovoltaic | PV | IPP Non-CHP | 2 | 6.2 | 6.2 | 6.2 | 10 | 2016 |  |  |  | Y | [6 empty] | 180 | 15 | 8 | Y | [5 empty] | Y | 8 | N
61944 | MN8 Energy LLC | 60763 | Holland Solar | NJ | Hunterdon | PV1 | OP | Solar Photovoltaic | PV | IPP Non-CHP | 2 | 3 | 3 | 3 | 12 | 2015 |  |  |  | Y | [6 empty] | 180 | 25 | 3.5 | Y | [5 empty] | N |  | N
65411 | Duke Energy Renewables Services | 60764 | Victory Solar LLC | CO | Adams | PV1 | OP | Solar Photovoltaic | PV | IPP Non-CHP | 2 | 12.8 | 12.8 | 12.8 | 12 | 2016 |  | Y | [8 empty] | 180 |  | 16 | Y | [5 empty] | N |  | N
61944 | MN8 Energy LLC | 60765 | L'Oreal Franklin | NJ | Somerset | PV1 | OP | Solar Photovoltaic | PV | IPP Non-CHP | 2 | 1 | 1 | 1 | 3 | 2012 |  |  |  | Y | [6 empty] | 215 | 5 | 1.2 | Y | [5 empty] | Y | 1.2 | N
61944 | MN8 Energy LLC | 60766 | L'Oreal Monmouth | NJ | Monmouth | PV1 | OP | Solar Photovoltaic | PV | IPP Non-CHP | 2 | 2 | 2 | 2 | 2 | 2013 |  |  |  | Y | [6 empty] | 219 | 10 | 2.4 | Y | [5 empty] | Y | 2.4 | N
61944 | MN8 Energy LLC | 60769 | Lower Cape May HS | NJ | Cape May | PV1 | OP | Solar Photovoltaic | PV | IPP Non-CHP | 2 | 1.5 | 1.5 | 1.5 | 12 | 2012 |  |  |  | Y | [6 empty] | 180 | 20 | 1.8 | Y | [5 empty] | Y | 1.8 | N
61944 | MN8 Energy LLC | 60771 | Timber Creek HS | NJ | Camden | PV1 | OP | Solar Photovoltaic | PV | IPP Non-CHP | 2 | 1.3 | 1.3 | 1.3 | 12 | 2013 |  |  |  | Y | [6 empty] | 208 | 20 | 1.4 | Y | [5 empty] | Y | 1.3 | N
61944 | MN8 Energy LLC | 60772 | Adams Ave MS and HS | NJ | Atlantic | PVHS | OP | Solar Photovoltaic | PV | IPP Non-CHP | 2 | 1.8 | 1.8 | 1.8 | 3 | 2012 |  |  |  | Y | [6 empty] | 180 | 30 | 2.4 | Y | [5 empty] | Y | 1.8 | N
61944 | MN8 Energy LLC | 60772 | Adams Ave MS and HS | NJ | Atlantic | PVMS | OP | Solar Photovoltaic | PV | IPP Non-CHP | 2 | 1.3 | 1.3 | 1.3 | 7 | 2011 |  |  |  | Y | [6 empty] | 180 | 30 | 1.6 | Y | [5 empty] | Y | 1.3 | N
60400 | Phantom Solar, LLC | 60774 | Phantom Solar | TX | Bell | GEN1 | OP | Solar Photovoltaic | PV | IPP Non-CHP | 2 | 15.4 | 15.4 | 15.4 | 4 | 2017 |  | Y | [8 empty] | 0 | 0 | 19.6 | [5 empty] | Y | N |  | N
61944 | MN8 Energy LLC | 60775 | Deerfield CSG Solar | MA | Franklin | PV1 | OP | Solar Photovoltaic | PV | IPP Non-CHP | 2 | 4.5 | 4.5 | 4.5 | 12 | 2017 |  | Y |  | Y | [6 empty] | 21 | 20 | 6 | Y | [5 empty] | N |  | Y | 6
60462 | Community Foodbank of NJ | 60776 | Community Foodbank of NJ | NJ | Union | FDBNK | OP | Solar Photovoltaic | PV | IPP Non-CHP | 2 | 1 | 1 | 1 | 8 | 2012 |  |  |  | Y | [6 empty] | 195 | 5 | 1.1 | Y | [5 empty] | N |  | N
61944 | MN8 Energy LLC | 60777 | American Kings Solar, LLC | CA | Kings | GEN01 | OP | Solar Photovoltaic | PV | IPP Non-CHP | 2 | 128 | 128 | 128 | 12 | 2020 |  | Y | [8 empty] | 180 | 0 | 172.3 | Y | [5 empty] | N |  | N
64778 | Strata Manager, LLC | 60778 | Hew Fulton Farm, LLC | NC | Scotland | 1 | OP | Solar Photovoltaic | PV | IPP Non-CHP | 2 | 5 | 5 | 5 | 12 | 2015 |  |  |  | Y | [6 empty] | 200 | 20 | 6.5 |  | Y |  |  |  |  | N |  | N
64778 | Strata Manager, LLC | 60779 | McGoogan Farm, LLC | NC | Robeson | 1 | OP | Solar Photovoltaic | PV | IPP Non-CHP | 2 | 5 | 5 | 5 | 8 | 2015 |  |  |  | Y | [6 empty] | 180 | 20 | 6.5 |  | Y |  |  |  |  | N |  | N
60467 | Royal Wine Corp | 60781 | Royal Wine Corp Solar Power Plant | NJ | Hudson | PV1 | OP | Solar Photovoltaic | PV | Industrial Non-CHP | 6 | 0.9 | 0.9 | 0.9 | 12 | 2011 |  |  |  | Y | [6 empty] | 135 | 10 | 1.2 | Y | [5 empty] | Y | 0.9 | N
61060 | Cypress Creek Renewables | 60782 | Barnhill Road Solar, LLC | NC | Pasquotank | 1 | OP | Solar Photovoltaic | PV | IPP Non-CHP | 2 | 3.1 | 3.1 | 3.1 | 12 | 2016 |  |  |  | Y | [6 empty] | 180 | 20 | 4.2 | Y | [5 empty] | N |  | N
61060 | Cypress Creek Renewables | 60783 | Leggett Solar, LLC | NC | Edgecombe | 1 | OP | Solar Photovoltaic | PV | IPP Non-CHP | 2 | 5 | 5 | 5 | 12 | 2016 |  | Y | [8 empty] | 180 | 20 | 7 | Y | [5 empty] | N |  | N
59462 | Heelstone Energy Holdings, LLC | 60784 | Jersey Holdings | NC | Robeson | PV1 | OP | Solar Photovoltaic | PV | IPP Non-CHP | 2 | 5 | 5 | 5 | 12 | 2017 |  |  |  | Y | [6 empty] | 180 | 20 | 6.9 | Y | [5 empty] | N |  | N
60472 | Tungsten Mountain | 60785 | Tungsten Mountain | NV | Churchill | TMSOL | OP | Solar Photovoltaic | PV | IPP Non-CHP | 2 | 7.3 | 7.3 | 3.6 | 7 | 2019 |  | Y | [8 empty] | 0 | 0 | 9.7 | [5 empty] | Y | N |  | N
60454 | Williamston Speight Solar, LLC | 60787 | Williamston Speight Solar, LLC | NC | Martin | SPGHT | OP | Solar Photovoltaic | PV | IPP Non-CHP | 2 | 15 | 15 | 15 | 11 | 2016 |  | Y | [8 empty] | 180 | 0 | 20.9 | Y | [5 empty] | N |  | N
6455 | Duke Energy Florida, LLC | 60788 | Suwannee Solar Facility | FL | Suwannee | XXXXX | OP | Solar Photovoltaic | PV | Electric Utility | 1 | 8.8 | 8.8 | 8.8 | 11 | 2017 |  |  |  | Y | [6 empty] | 180 | 20 | 14.2 | Y | [5 empty] | N |  | N
60476 | Bluebell Solar, LLC | 60789 | Bluebell Solar | TX | Sterling | UNIT1 | OP | Solar Photovoltaic | PV | IPP Non-CHP | 2 | 30 | 30 | 30 | 11 | 2018 |  | Y | [8 empty] | 180 | 0 | 45.4 | Y | [5 empty] | N |  | N
60455 | PVN Milliken, LLC | 60790 | PVN Milliken, LLC | CA | San Bernardino | PV | OP | Solar Photovoltaic | PV | IPP Non-CHP | 2 | 3 | 3 | 3 | 6 | 2017 |  |  |  | Y | [6 empty] | 180 | 22 | 3.2 | Y | [5 empty] | N |  | N
796 | Arizona Electric Pwr Coop Inc | 60791 | SunAnza | CA | Riverside | ANZA1 | OP | Solar Photovoltaic | PV | Electric Utility | 1 | 2 | 2 | 2 | 9 | 2017 |  | N |  | Y | [6 empty] | 180 | 27 | 2.8 | Y | [5 empty] | N |  | N
796 | Arizona Electric Pwr Coop Inc | 60791 | SunAnza | CA | Riverside | ANZA2 | OP | Solar Photovoltaic | PV | Electric Utility | 1 | 1.4 | 1.4 | 1.4 | 12 | 2020 |  |  |  | Y | [6 empty] | 180 | 27 | 1.8 | Y | [5 empty] | N |  | N
63249 | Terraform Arcadia | 60795 | Eichtens Community Solar | MN | Chisago | SO228 | OP | Solar Photovoltaic | PV | IPP Non-CHP | 2 | 3.9 | 3.9 | 3.9 | 12 | 2016 |  |  |  | Y | [6 empty] | 180 | 30 | 4.8 | Y | [5 empty] | N |  | Y | 4.8
63249 | Terraform Arcadia | 60796 | Red Wing Community Solar | MN | Goodhue | SO234 | OP | Solar Photovoltaic | PV | IPP Non-CHP | 2 | 4.9 | 4.9 | 4.9 | 12 | 2016 |  |  |  | Y | [6 empty] | 180 | 30 | 6.1 | Y | [5 empty] | N |  | Y | 6.1
60478 | South Atlantic Services Inc | 60798 | South Atlantic Services Solar Farm I | NC | New Hanover | PV1 | OP | Solar Photovoltaic | PV | IPP Non-CHP | 2 | 1.6 | 1.6 | 1.6 | 12 | 2013 |  |  |  | Y | [6 empty] | 180 | 20 | 2.1 | Y | [5 empty] | N |  | N
60479 | Iron Horse Solar 4, LLC | 60799 | Iron Horse Solar 4, LLC | MA | Middlesex | PV1 | OP | Solar Photovoltaic | PV | IPP Non-CHP | 2 | 4.5 | 4.5 | 4.5 | 6 | 2017 |  |  |  | Y | [6 empty] | 180 | 20 | 5.9 | Y | [5 empty] | N |  | Y | 5.9
60480 | Catawba Solar LLC | 60800 | Catawba Solar LLC | NC | Rowan | PV1 | OP | Solar Photovoltaic | PV | IPP Non-CHP | 2 | 2 | 2 | 2 | 9 | 2016 |  |  |  | Y | [6 empty] | 180 | 15 | 2.4 | Y | [5 empty] | N |  | N
60609 | Clean Focus Renewables, Inc. | 60801 | CEC Solar #1117, LLC | CO | Pueblo | PUEB2 | OP | Solar Photovoltaic | PV | IPP Non-CHP | 2 | 1.5 | 1.5 | 1.5 | 8 | 2018 |  | Y | [8 empty] | 0 |  | 1.9 | Y | [5 empty] | N |  | N
61944 | MN8 Energy LLC | 60802 | ACCC Mays Landing | NJ | Atlantic | PV1 | OP | Solar Photovoltaic | PV | IPP Non-CHP | 2 | 1.4 | 1.4 | 1.4 | 11 | 2013 |  | Y | [8 empty] | 180 | 10 | 1.6 | Y | [5 empty] | Y | 1.6 | N
60961 | Gemini Technologies Services, Inc. | 60804 | Gemini Technologies Services, Inc. Solar | NJ | Morris | DBGAT | OP | Solar Photovoltaic | PV | IPP Non-CHP | 2 | 1.3 | 1.2 | 0.2 | 7 | 2013 |  |  |  | Y | [6 empty] | 118 | 10 | 1.5 | Y | [5 empty] | N |  | N
60281 | Altus Power America Management, LLC | 60805 | Beaver Run | NJ | Sussex | BRUN1 | OP | Solar Photovoltaic | PV | IPP Non-CHP | 2 | 7.4 | 7.4 | 7.4 | 9 | 2015 |  |  |  | Y | [6 empty] | 180 | 20 | 10 | Y | [5 empty] | N |  | N
60268 | Hartz Solar, LLC | 60806 | North Bergen Solar | NJ | Hudson | PV1 | OP | Solar Photovoltaic | PV | IPP Non-CHP | 2 | 1.6 | 1.7 | 1.1 | 10 | 2016 |  |  |  | Y | [6 empty] | 215 | 10 | 2.1 | Y | [5 empty] | Y | 2.1 | N
58677 | CD US Solar MT1 LLC | 60808 | US Foods Solar | NJ | Middlesex | USFDS | OP | Solar Photovoltaic | PV | IPP Non-CHP | 2 | 6 | 6 | 6 | 8 | 2012 |  |  |  | Y | [6 empty] | 180 | 30 | 8.1 | Y | [5 empty] | Y | 6 | N
60955 | Summit Water Nexus, Mount Holly, LLC | 60809 | Summit Water Nexus Mt. Holly, LLC Solar | NJ | Burlington | MHWWT | OP | Solar Photovoltaic | PV | IPP Non-CHP | 2 | 1 | 1 | 0.3 | 5 | 2013 |  |  |  | Y | [6 empty] | 180 | 25 | 1.1 | Y | [5 empty] | Y | 1 | N
61023 | Sabert Corporation | 60810 | Sabert Solar | NJ | Middlesex | SABER | OP | Solar Photovoltaic | PV | IPP Non-CHP | 2 | 1.8 | 2.1 | 0.3 | 10 | 2011 |  |  |  | Y | [6 empty] | 80 | 1 | 2.1 | Y | [5 empty] | Y | 2.1 | N
60496 | Adapture Renewables, Inc. | 60813 | Cloverdale Solar Center | CA | Sonoma | ECA02 | OP | Solar Photovoltaic | PV | IPP Non-CHP | 2 | 1 | 1 | 1 | 5 | 2019 |  | Y | [8 empty] | 180 | 20 | 1.3 | Y | [5 empty] | N |  | N
60947 | Tesla Inc. | 60815 | Hampshire College Hybrid | MA | Hampshire | PV1 | OP | Solar Photovoltaic | PV | IPP Non-CHP | 2 | 1.7 | 1.7 | 1.7 | 5 | 2017 |  |  |  | Y | [6 empty] | 180 | 20 | 2.3 | Y | [5 empty] | Y | 2.3 | N
60947 | Tesla Inc. | 60815 | Hampshire College Hybrid | MA | Hampshire | PV2 | OP | Solar Photovoltaic | PV | IPP Non-CHP | 2 | 1.7 | 1.7 | 1.7 | 12 | 2017 |  |  |  | Y | [6 empty] | 180 | 20 | 2.3 | Y | [5 empty] | Y | 2.3 | N
61132 | Syncarpha Lexington, LLC | 60816 | Town of Lexington Solar | MA | Middlesex | PV1 | OP | Solar Photovoltaic | PV | IPP Non-CHP | 2 | 1.6 | 1.6 | 1.6 | 5 | 2017 |  |  |  | Y | [6 empty] | 180 | 10 | 2.2 | Y | [5 empty] | N |  | Y | 2.2
60947 | Tesla Inc. | 60817 | Sullivan County - Adult Care Solar | NY | Sullivan | PV1 | OP | Solar Photovoltaic | PV | IPP Non-CHP | 2 | 2 | 2 | 2 | 5 | 2017 |  |  |  | Y | [6 empty] | 180 | 30 | 2.5 | Y | [5 empty] | Y | 2.5 | N
60947 | Tesla Inc. | 60818 | Oswego County - Fulton Solar | NY | Oswego | PV1 | OP | Solar Photovoltaic | PV | IPP Non-CHP | 2 | 2 | 2 | 2 | 6 | 2018 |  |  |  | Y | [6 empty] | 180 | 30 | 2.5 | Y | [5 empty] | Y | 2.5 | N
61060 | Cypress Creek Renewables | 60819 | Jefferson-Lewis BOCES Solar | NY | Jefferson | PV1 | OP | Solar Photovoltaic | PV | IPP Non-CHP | 2 | 2 | 2 | 2 | 12 | 2017 |  |  |  | Y | [6 empty] | 180 | 25 | 2.4 |  |  |  | Y |  |  | Y | 2.4 | N
60947 | Tesla Inc. | 60820 | Montgomery County Correctional Facility | MD | Montgomery | PV1 | OP | Solar Photovoltaic | PV | IPP Non-CHP | 2 | 1.4 | 1.4 | 1.4 | 11 | 2017 |  |  |  | Y | [6 empty] | 250 | 25 | 2 | Y | [5 empty] | Y | 2 | N
60947 | Tesla Inc. | 60821 | Weber State University - Davis Campus PV | UT | Davis | PV1 | OP | Solar Photovoltaic | PV | IPP Non-CHP | 2 | 1.3 | 1.3 | 1.3 | 1 | 2017 |  |  |  | Y | [6 empty] | 180 | 25 | 1.8 | Y | [5 empty] | Y | 1.8 | N
60947 | Tesla Inc. | 60822 | Intel - Ocotillo Campus Solar | AZ | Maricopa | PV1 | OP | Solar Photovoltaic | PV | IPP Non-CHP | 2 | 2.8 | 2.8 | 2.8 | 12 | 2017 |  | Y | [8 empty] | 162 | 5 | 4 | Y | [5 empty] | Y | 4 | N
60947 | Tesla Inc. | 60822 | Intel - Ocotillo Campus Solar | AZ | Maricopa | PV2 | OP | Solar Photovoltaic | PV | IPP Non-CHP | 2 | 1.4 | 1.4 | 1.4 | 3 | 2018 |  | Y | [8 empty] | 162 | 5 | 2 | Y | [5 empty] | Y | 2 | N
60947 | Tesla Inc. | 60823 | South Sioux City Solar | NE | Dakota | PV1 | OP | Solar Photovoltaic | PV | IPP Non-CHP | 2 | 2.3 | 2.3 | 2.3 | 12 | 2016 |  | Y |  | N | [6 empty] | 180 | 5 | 3.1 | Y | [5 empty] | Y | 3.1 | N
60947 | Tesla Inc. | 60824 | Valley Sanitary District WTP Solar | CA | Riverside | PV1 | OP | Solar Photovoltaic | PV | IPP Non-CHP | 2 | 1 | 1 | 1 | 12 | 2016 |  |  |  | Y | [6 empty] | 180 | 20 | 1.1 | Y | [5 empty] | Y | 1.1 | N
60495 | Sunpin Holdings, LLC | 60825 | Colgreen North Shore Solar Farm | CA | Riverside | CNS1 | OP | Solar Photovoltaic | PV | IPP Non-CHP | 2 | 74.8 | 74.8 | 74.8 | 12 | 2018 |  | N | Y | [9 empty] | 96.8 | Y | [5 empty] | N |  | N
61785 | EDP Renewables North America LLC | 60827 | Sun Streams, LLC | AZ | Maricopa | GEN01 | OP | Solar Photovoltaic | PV | IPP Non-CHP | 2 | 160 | 160 | 160 | 1 | 2020 |  | Y | [8 empty] | 90 |  | 199.2 |  | Y |  |  |  |  | N |  | N
60486 | Webster Holdco LLC | 60830 | Webster Holdco Solar CSG | MN | Rice | WEBST | OP | Solar Photovoltaic | PV | IPP Non-CHP | 2 | 5 | 5 | 5 | 7 | 2017 |  |  |  | Y | [6 empty] | 180 | 30 | 6.7 | Y | [5 empty] | N |  | Y | 6.7
60501 | Farmington Holdco LLC | 60832 | Farmington Holdco Solar | MN | Dakota | FARMI | OP | Solar Photovoltaic | PV | IPP Non-CHP | 2 | 5 | 5 | 5 | 2 | 2017 |  |  |  | Y | [6 empty] | 180 | 30 | 6.2 | Y | [5 empty] | N |  | N
60485 | Dodge Holdco LLC | 60833 | Dodge Holdco Solar CSG | MN | Dodge | DODGE | OP | Solar Photovoltaic | PV | IPP Non-CHP | 2 | 5 | 5 | 5 | 7 | 2017 |  |  |  | Y | [6 empty] | 180 | 30 | 6.1 | Y | [5 empty] | N |  | Y | 6.1
60488 | Hwy 14 Holdco, LLC | 60834 | Hwy 14 Holdco Solar CSG | MN | Olmsted | HWY14 | OP | Solar Photovoltaic | PV | IPP Non-CHP | 2 | 5 | 5 | 5 | 7 | 2017 |  |  |  | Y | [6 empty] | 180 | 30 | 6.7 | Y | [5 empty] | N |  | Y | 6.7
60490 | Pine Island Holdco, LLC | 60835 | Pine Island Solar CSG | MN | Olmsted | PINEI | OP | Solar Photovoltaic | PV | IPP Non-CHP | 2 | 3.9 | 3.9 | 3.9 | 2 | 2017 |  |  |  | Y | [6 empty] | 180 | 30 | 4.8 | Y | [5 empty] | N |  | Y | 2.9
60489 | Big Lake Holdco LLC | 60836 | Big Lake Holdco Solar CSG | MN | Sherburne | BLAKE | OP | Solar Photovoltaic | PV | IPP Non-CHP | 2 | 5 | 5 | 5 | 9 | 2017 |  |  |  | Y | [6 empty] | 180 | 25 | 6.9 | Y | [5 empty] | N |  | Y | 6.9
60491 | Forest Lake Holdco LLC | 60837 | Forest Lake Solar CSG | MN | Washington | FORES | OP | Solar Photovoltaic | PV | IPP Non-CHP | 2 | 5 | 5 | 5 | 7 | 2017 |  |  |  | Y | [6 empty] | 180 | 30 | 6.5 | Y | [5 empty] | N |  | Y | 6.5
60487 | Wabasha Holdco LLC | 60838 | Wabasha Holdco Solar CSG | MN | Wabasha | WABAS | OP | Solar Photovoltaic | PV | IPP Non-CHP | 2 | 3 | 3 | 3 | 3 | 2017 |  |  |  | Y | [6 empty] | 180 | 25 | 4.1 | Y | [5 empty] | N |  | Y | 4.1
60993 | Goya Foods Inc. | 60839 | Goya Foods, Inc- Jersey City Solar | NJ | Hudson | PV1 | OP | Solar Photovoltaic | PV | IPP Non-CHP | 2 | 2.5 | 2.5 | 2.5 | 7 | 2015 |  |  |  | Y | [6 empty] | 157 | 10 | 3.5 | Y | [5 empty] | Y | 3.5 | N
60993 | Goya Foods Inc. | 60840 | Goya Foods, Inc- Secaucus Solar | NJ | Hudson | PV1 | OP | Solar Photovoltaic | PV | IPP Non-CHP | 2 | 1.6 | 1.6 | 1.6 | 3 | 2016 |  |  |  | Y | [6 empty] | 166 | 5 | 2.1 | Y | [5 empty] | Y | 2.1 | N
64798 | Prudential Drive Investors, LLC | 60841 | Prudential 55 Livingston Roseland Solar | NJ | Essex | PV1 | OP | Solar Photovoltaic | PV | IPP Non-CHP | 2 | 1.2 | 1.2 | 1.2 | 1 | 2013 |  |  |  | Y | [6 empty] | 205 | 10 | 1.6 | Y | [5 empty] | N |  | N
64798 | Prudential Drive Investors, LLC | 60842 | Prudential 80 Livingston Roseland Solar | NJ | Essex | PV1 | OP | Solar Photovoltaic | PV | IPP Non-CHP | 2 | 1.7 | 1.7 | 1.7 | 12 | 2013 |  |  |  | Y | [6 empty] | 202 | 10 | 2.3 | Y | [5 empty] | N |  | N
16380 | RTC Properties Inc | 60843 | River Terminal Development Solar | NJ | Hudson | RTD1 | OP | Solar Photovoltaic | PV | Commercial Non-CHP | 4 | 0.5 | 0.5 | 0.5 | 6 | 2006 |  |  |  | Y | [6 empty] | 202 | 5 | 0.6 | Y | [5 empty] | Y | 0.6 | N
16380 | RTC Properties Inc | 60843 | River Terminal Development Solar | NJ | Hudson | RTD2 | OP | Solar Photovoltaic | PV | Commercial Non-CHP | 4 | 0.6 | 0.6 | 0.6 | 12 | 2009 |  |  |  | Y | [6 empty] | 202 | 5 | 0.7 | Y | [5 empty] | Y | 0.7 | N
16380 | RTC Properties Inc | 60843 | River Terminal Development Solar | NJ | Hudson | RTD3 | OP | Solar Photovoltaic | PV | Commercial Non-CHP | 4 | 0.2 | 0.2 | 0.2 | 5 | 2011 |  |  |  | Y | [6 empty] | 202 | 10 | 0.2 | Y | [5 empty] | Y | 0.2 | N
16380 | RTC Properties Inc | 60843 | River Terminal Development Solar | NJ | Hudson | RTD4 | OP | Solar Photovoltaic | PV | Commercial Non-CHP | 4 | 1 | 1 | 1 | 9 | 2011 |  |  |  | Y | [6 empty] | 202 | 10 | 1 | Y | [5 empty] | Y | 1 | N
16380 | RTC Properties Inc | 60843 | River Terminal Development Solar | NJ | Hudson | RTD5 | OP | Solar Photovoltaic | PV | Commercial Non-CHP | 4 | 0.4 | 0.4 | 0.4 | 10 | 2016 |  |  |  | Y | [6 empty] | 202 | 10 | 0.5 | Y | [5 empty] | Y | 0.5 | N
16380 | RTC Properties Inc | 60843 | River Terminal Development Solar | NJ | Hudson | RTD6 | OP | Solar Photovoltaic | PV | Commercial Non-CHP | 4 | 0.2 | 0.2 | 0.2 | 4 | 2020 |  |  |  | Y | [6 empty] | 202 | 10 | 0.2 | Y | [5 empty] | Y | 0.2 | N
60947 | Tesla Inc. | 60844 | Genentech Vacaville Meter #1 | CA | Solano | PV1 | OP | Solar Photovoltaic | PV | IPP Non-CHP | 2 | 3.8 | 3.8 | 3.8 | 5 | 2017 |  | N |  | Y | [6 empty] | 180 | 25 | 5 | Y | [5 empty] | Y | 5 | N
60947 | Tesla Inc. | 60844 | Genentech Vacaville Meter #1 | CA | Solano | PV2 | OP | Solar Photovoltaic | PV | IPP Non-CHP | 2 | 2.3 | 2.3 | 2.3 | 5 | 2017 |  | N |  | Y | [6 empty] | 180 | 25 | 4 | Y | [5 empty] | Y | 4 | N
60947 | Tesla Inc. | 60846 | US GSA - Sacramento | CA | Sacramento | PV1 | OP | Solar Photovoltaic | PV | IPP Non-CHP | 2 | 1.1 | 1.1 | 1.1 | 3 | 2018 |  |  |  | Y | [6 empty] | 180 | 7 | 1.6 | Y | [5 empty] | Y | 1.6 | N
60947 | Tesla Inc. | 60847 | Garrett County - DPU Treatment Plant | MD | Garrett | PV1 | OP | Solar Photovoltaic | PV | IPP Non-CHP | 2 | 1.2 | 1.2 | 1.2 | 5 | 2017 |  |  |  | Y | [6 empty] | 180 | 20 | 1.7 | Y | [5 empty] | Y | 1.7 | N
60508 | UGI Energy Services, LLC | 60848 | Temple Solar Arrays | PA | Berks | 51599 | OP | Solar Photovoltaic | PV | IPP Non-CHP | 2 | 2.2 | 2.2 | 2.2 | 5 | 2011 |  | Y | [8 empty] | 185 | 25 | 2.5 | Y | [5 empty] | Y | 2.2 | N
60508 | UGI Energy Services, LLC | 60849 | Emmitsburg Solar Arrays | MD | Frederick | 87353 | OP | Solar Photovoltaic | PV | IPP Non-CHP | 2 | 1.7 | 1.7 | 1.7 | 4 | 2014 |  |  |  | Y | [6 empty] | 172 | 25 | 2.4 | Y | [5 empty] | Y | 2.4 | N
61561 | CCC Solar Holdings LLC | 60851 | Curtis Hill Solar CSG | MA | Worcester | PV1 | OP | Solar Photovoltaic | PV | IPP Non-CHP | 2 | 2 | 1.9 | 1.9 | 10 | 2016 |  |  |  | Y | [6 empty] | 25 | 25 | 2.9 | Y | [5 empty] | N |  | Y | 2.9
61561 | CCC Solar Holdings LLC | 60852 | Depot Hill Solar CSG | MA | Worcester | PV1 | OP | Solar Photovoltaic | PV | IPP Non-CHP | 2 | 2 | 1.9 | 1.9 | 10 | 2016 |  |  |  | Y | [6 empty] | 180 | 25 | 2.9 | Y | [5 empty] | N |  | Y | 2.9
60511 | SR Houston Holdings, LLC | 60853 | SR Houston | MS | Chickasaw | HOUST | OP | Solar Photovoltaic | PV | IPP Non-CHP | 2 | 3.1 | 3.1 | 3.1 | 12 | 2016 |  |  |  | Y | [6 empty] | 180 | 15 | 3.9 |  |  |  | Y |  |  | N |  | N
60513 | Bird Machine Solar Farm, LLC | 60854 | Bird Machine Solar Farm | MA | Norfolk | BRDMA | OP | Solar Photovoltaic | PV | IPP Non-CHP | 2 | 3.5 | 3.5 | 3.5 | 8 | 2017 |  |  |  | Y | [6 empty] | 180 | 25 | 4.6 | Y | [5 empty] | N |  | Y | 4.6
60514 | Iron Horse Solar 1, LLC | 60855 | Iron Horse Solar I CSG | MA | Middlesex | DOW | OP | Solar Photovoltaic | PV | IPP Non-CHP | 2 | 2.9 | 2.9 | 2.9 | 12 | 2016 |  |  |  | Y | [6 empty] | 180 | 20 | 3.7 | Y | [5 empty] | N |  | Y | 3.7
60516 | NES Rutgers LLC | 60857 | NES Rutgers Solar | NJ | Ocean | LKWD1 | OP | Solar Photovoltaic | PV | Industrial Non-CHP | 6 | 1 | 1 | 1 | 10 | 2012 |  |  |  | Y | [6 empty] | 212 | 10 | 1.4 | Y | [5 empty] | Y | 1.4 | N
60281 | Altus Power America Management, LLC | 60858 | 126 Grove Solar LLC | MA | Norfolk | PV1 | OP | Solar Photovoltaic | PV | IPP Non-CHP | 2 | 2 | 2 | 2 | 6 | 2012 |  |  |  | Y | [6 empty] | 183 | 5 | 2.2 | Y | [5 empty] | N |  | Y | 2.2
60520 | SoCore Energy LLC | 60860 | VEC Alburgh Array | VT | Grand Isle | PV1 | OP | Solar Photovoltaic | PV | IPP Non-CHP | 2 | 1 | 1 | 1 | 12 | 2016 |  | N |  | Y | [6 empty] | 180 | 25 | 1.2 | Y | [5 empty] | N |  | N
60518 | California PV Energy 2, LLC | 60861 | Dept of General Services -FTB | CA | Sacramento | PV1 | OP | Solar Photovoltaic | PV | IPP Non-CHP | 2 | 2.7 | 2.7 | 2.7 | 7 | 2017 |  |  |  | Y | [6 empty] | 180 | 12 | 3.4 | Y | [5 empty] | Y | 3.4 | N
5580 | East Kentucky Power Coop, Inc | 60863 | Cooperative Solar One | KY | Clark | PV1 | OP | Solar Photovoltaic | PV | Electric Utility | 1 | 8.5 | 8.5 | 8.5 | 11 | 2017 |  | Y | [8 empty] | 180 | 25 | 10.7 | Y | [5 empty] | N |  | N
60505 | Kokomo Solar 1, LLC | 60864 | Kokomo Solar 1, LLC | IN | Howard | PV1 | OP | Solar Photovoltaic | PV | IPP Non-CHP | 2 | 5.4 | 5.4 | 5.4 | 12 | 2016 |  |  |  | Y | [6 empty] | 180 | 30 | 7 | Y | [5 empty] | N |  | N
60484 | Bashaw Solar 1, LLC | 60866 | Bashaw Solar CSG 1, LLC | MA | Essex | 4MID | OP | Solar Photovoltaic | PV | IPP Non-CHP | 2 | 2 | 2 | 2 | 4 | 2017 |  |  |  | Y | [6 empty] | 180 | 20 | 2.4 | Y | [5 empty] | N |  | N
59232 | Kearsarge Solar LLC | 60867 | Kearsarge Southwick LLC | MA | Hampden | SOU | OP | Solar Photovoltaic | PV | IPP Non-CHP | 2 | 3.3 | 3.3 | 3.3 | 3 | 2015 |  |  |  | Y | [6 empty] | 180 | 35 | 4.9 | Y | [5 empty] | N |  | Y | 4.9
61944 | MN8 Energy LLC | 60869 | Solar Star California, XLIV, LLC | CA | Los Angeles | PB1 | OP | Solar Photovoltaic | PV | IPP Non-CHP | 2 | 9.5 | 9.5 | 9.5 | 12 | 2016 |  | Y | [8 empty] | 0 | 0 | 11.9 | Y | [5 empty] | N |  | N
7601 | Green Mountain Power Corp | 60874 | GMP Solar - Hartford | VT | Windsor | GMPSH | OP | Solar Photovoltaic | PV | Electric Utility | 1 | 5 | 5 | 5 | 12 | 2016 |  |  |  | Y | [6 empty] | 180 | 21 | 7 | Y | [5 empty] | N |  | N
7601 | Green Mountain Power Corp | 60875 | GMP Solar - Williston | VT | Chittenden | GMPSW | OP | Solar Photovoltaic | PV | Electric Utility | 1 | 4.7 | 4.7 | 4.7 | 11 | 2016 |  |  |  | Y | [6 empty] | 180 | 20 | 6.8 | Y | [5 empty] | N |  | N
3258 | Central Iowa Power Cooperative | 60876 | Eastern Iowa Solar | IA | Muscatine | EIS1 | OP | Solar Photovoltaic | PV | Electric Utility | 1 | 1.8 | 1.8 | 1.8 | 11 | 2016 |  |  |  | Y | [6 empty] | 180 | 30 | 2.3 | Y | [5 empty] | N |  | N
7601 | Green Mountain Power Corp | 60877 | GMP Solar - Williamstown | VT | Orange | GMPSN | OP | Solar Photovoltaic | PV | Electric Utility | 1 | 5 | 5 | 5 | 12 | 2016 |  |  |  | Y | [6 empty] | 180 | 21 | 7 | Y | [5 empty] | N |  | N
60529 | Sutton Solar, LLC | 60878 | Sutton Solar CSG | MA | Worcester | 54508 | OP | Solar Photovoltaic | PV | IPP Non-CHP | 2 | 1.9 | 1.9 | 1.6 | 11 | 2016 |  | Y | [8 empty] | 180 | 25 | 2.5 | Y | [5 empty] | N |  | Y | 1.9
60530 | Nexamp Peak, LLC | 60879 | Nexamp Peak CSG | MA | Berkshire | 02731 | OP | Solar Photovoltaic | PV | IPP Non-CHP | 2 | 2 | 1.7 | 1.2 | 12 | 2015 |  |  |  | Y | [6 empty] | 202 | 22 | 2.3 | Y | [5 empty] | N |  | Y | 1.7
60911 | Town of Stafford, CT | 60880 | Stafford MS Ground Mount Community Solar | CT | Tolland | MS1 | OP | Solar Photovoltaic | PV | IPP Non-CHP | 2 | 1 | 1 | 1 | 7 | 2016 |  |  |  | Y | [6 empty] | 180 | 20 | 1.3 | Y | [5 empty] | Y | 0.9 | Y | 0.4
60911 | Town of Stafford, CT | 60880 | Stafford MS Ground Mount Community Solar | CT | Tolland | MS2 | OP | Solar Photovoltaic | PV | IPP Non-CHP | 2 | 1 | 1 | 1 | 7 | 2016 |  |  |  | Y | [6 empty] | 180 | 20 | 1.3 | Y | [5 empty] | Y | 0.1 | Y | 1.2
60532 | Bernhardt Furniture Company | 60881 | Bernhardt Furniture Solar Farm | NC | Caldwell | BERN4 | OP | Solar Photovoltaic | PV | IPP Non-CHP | 2 | 1.1 | 1 | 0.8 | 12 | 2015 |  |  |  | Y | [6 empty] | 193.3 | 10 | 1.4 | Y | [5 empty] | N |  | N
59462 | Heelstone Energy Holdings, LLC | 60882 | Carl Friedrich Gauss Solar | NC | Halifax | GAUSS | OP | Solar Photovoltaic | PV | IPP Non-CHP | 2 | 5 | 5 | 5 | 10 | 2018 |  |  |  | Y | [6 empty] | 180 | 25 | 7 | Y | [5 empty] | N |  | N
60639 | AEP Renewables | 60885 | Boulder Solar II, LLC | NV | Clark | BSII | OP | Solar Photovoltaic | PV | IPP Non-CHP | 2 | 50 | 50 | 50 | 1 | 2017 |  | Y | [8 empty] | 0 | 0 | 62.5 | Y | [5 empty] | N |  | N
60639 | AEP Renewables | 60886 | Pavant Solar III | UT | Millard | PSIII | OP | Solar Photovoltaic | PV | IPP Non-CHP | 2 | 20 | 20 | 20 | 12 | 2016 |  | Y | [8 empty] | 0 | 0 | 25.8 | Y | [5 empty] | N |  | N
60520 | SoCore Energy LLC | 60887 | Sauk DPC Solar | WI | Vernon | PV1 | OP | Solar Photovoltaic | PV | IPP Non-CHP | 2 | 1 | 1 | 1 | 1 | 2017 |  | Y | [8 empty] | 0 | 0 | 1.2 | Y | [5 empty] | N |  | N
60520 | SoCore Energy LLC | 60888 | Lafayette DPC Solar | WI | Chippewa | PV1 | OP | Solar Photovoltaic | PV | IPP Non-CHP | 2 | 1 | 1 | 1 | 6 | 2017 |  | Y | [8 empty] | 180 |  | 1.2 | Y | [5 empty] | N |  | N
60520 | SoCore Energy LLC | 60889 | Conrath DPC Solar | WI | Rusk | PV1 | OP | Solar Photovoltaic | PV | IPP Non-CHP | 2 | 1 | 1 | 1 | 6 | 2017 |  | Y | [8 empty] | 180 |  | 1.2 | Y | [5 empty] | N |  | N
60520 | SoCore Energy LLC | 60890 | Warren DPC Solar | WI | St Croix | PV1 | OP | Solar Photovoltaic | PV | IPP Non-CHP | 2 | 2.2 | 2.2 | 2.2 | 5 | 2017 |  | Y | [8 empty] | 180 | 60 | 2.9 | Y | [5 empty] | N |  | N
60520 | SoCore Energy LLC | 60891 | Liberty Pole DPC Solar | WI | Vernon | PV1 | OP | Solar Photovoltaic | PV | IPP Non-CHP | 2 | 1.1 | 1.1 | 1.1 | 5 | 2017 |  | Y | [8 empty] | 180 |  | 1.6 | Y | [5 empty] | N |  | N
60520 | SoCore Energy LLC | 60892 | Downsville DPC Solar | WI | Dunn | PV1 | OP | Solar Photovoltaic | PV | IPP Non-CHP | 2 | 1 | 1 | 1 | 2 | 2017 |  | Y | [8 empty] | 180 |  | 1.4 | Y | [5 empty] | N |  | N
60520 | SoCore Energy LLC | 60893 | Mt. Hope DPC Solar | WI | Grant | PV1 | OP | Solar Photovoltaic | PV | IPP Non-CHP | 2 | 1 | 1 | 1 | 1 | 2017 |  | Y | [8 empty] | 180 |  | 1.5 | Y | [5 empty] | N |  | N
60520 | SoCore Energy LLC | 60894 | Medford DPC Solar | WI | Taylor | PV1 | OP | Solar Photovoltaic | PV | IPP Non-CHP | 2 | 2 | 2 | 2 | 2 | 2017 |  | Y | [8 empty] | 180 |  | 2.5 | Y | [5 empty] | N |  | N
60520 | SoCore Energy LLC | 60895 | Whistling Winds DPC Solar | WI | Juneau | PV1 | OP | Solar Photovoltaic | PV | IPP Non-CHP | 2 | 1.5 | 1.5 | 1.5 | 6 | 2017 |  | Y | [8 empty] | 180 |  | 2.1 | Y | [5 empty] | N |  | N
60947 | Tesla Inc. | 60904 | Time Warner Cable - Knowles | NY | Steuben | PV1 | OP | Solar Photovoltaic | PV | IPP Non-CHP | 2 | 2 | 2 | 2 | 5 | 2018 |  | Y | [8 empty] | 180 | 30 | 2.8 | Y | [5 empty] | Y | 2.8 | N
60471 | Mt. Tom Solar, LLC | 60906 | Mt. Tom Solar Project Hybrid | MA | Hampden | PV1 | OP | Solar Photovoltaic | PV | IPP Non-CHP | 2 | 4.5 | 4.5 | 4.5 | 1 | 2017 |  |  |  | Y | [6 empty] | 180 | 25 | 5.9 | Y | [5 empty] | N |  | N
60541 | Ameresco Glendale Road Solar PV LLC | 60908 | Northampton Landfill Solar PV | MA | Hampshire | 62380 | OP | Solar Photovoltaic | PV | IPP Non-CHP | 2 | 2.4 | 2.4 | 2.4 | 11 | 2017 |  |  |  | Y | [6 empty] | 180 | 20 | 3.2 | Y | [5 empty] | N |  | Y | 2.4
60166 | Materials Innovation Recycling Authority | 60909 | Hartford Landfill Solar EGF | CT | Hartford | PV1 | OP | Solar Photovoltaic | PV | IPP Non-CHP | 2 | 1 | 1 | 1 | 6 | 2014 |  |  |  | Y | [6 empty] | 180 | 30 | 1.2 | Y | [5 empty] | Y | 1.2 | N
60571 | AEP Onsite Partners, LLC | 60912 | Cold River Road Solar | VT | Rutland | PV1 | OP | Solar Photovoltaic | PV | IPP Non-CHP | 2 | 2.3 | 2.3 | 2.3 | 12 | 2016 |  | Y | [8 empty] | 180 | 15 | 3.2 | Y | [5 empty] | N |  | N
60571 | AEP Onsite Partners, LLC | 60913 | Ohio Northern University Solar Site | OH | Hardin | PV1 | OP | Solar Photovoltaic | PV | IPP Non-CHP | 2 | 2 | 1.7 | 1.7 | 12 | 2016 |  | Y | [8 empty] | 0 | 0 | 2.1 |  | Y |  |  |  |  | N |  | N
60571 | AEP Onsite Partners, LLC | 60913 | Ohio Northern University Solar Site | OH | Hardin | PV2 | OP | Solar Photovoltaic | PV | IPP Non-CHP | 2 | 1 | 1 | 1 | 5 | 2018 |  | Y | [8 empty] | 0 | 0 | 1.1 |  | Y |  |  |  |  | N |  | N
60991 | Westmont Solar, LLC | 60914 | Westmont 300B | CA | Los Angeles | W5328 | OP | Solar Photovoltaic | PV | IPP Non-CHP | 2 | 3 | 2.3 | 1.5 | 12 | 2016 |  |  |  | Y | [6 empty] | 190 | 30 | 3.3 | Y | [5 empty] | N |  | N
58468 | Dominion Renewable Energy | 60915 | Correctional Solar LLC | VA | New Kent | PV1 | OP | Solar Photovoltaic | PV | IPP Non-CHP | 2 | 20 | 20 | 20 | 12 | 2017 |  | Y | [8 empty] | 0 | 0 | 22.9 | Y | [5 empty] | N |  | N
58468 | Dominion Renewable Energy | 60916 | Sussex Drive, LLC | VA | Sussex | PV1 | OP | Solar Photovoltaic | PV | IPP Non-CHP | 2 | 20 | 20 | 20 | 11 | 2017 |  | Y | [8 empty] | 0 | 0 | 28.3 | Y | [5 empty] | N |  | N
58468 | Dominion Renewable Energy | 60917 | Buckingham Solar LLC | VA | Buckingham | PV1 | OP | Solar Photovoltaic | PV | IPP Non-CHP | 2 | 19.8 | 19.8 | 19.8 | 11 | 2017 |  | Y | [8 empty] | 180 | 45 | 22.7 | Y | [5 empty] | N |  | N
60573 | Oak Leaf Solar V LLC | 60919 | Shakopee Met Council WTP | MN | Scott | SHAK | OP | Solar Photovoltaic | PV | IPP Non-CHP | 2 | 1.3 | 1.3 | 1.3 | 3 | 2016 |  |  |  | Y | [6 empty] | 180 | 25 | 1.6 | Y | [5 empty] | N |  | N
61060 | Cypress Creek Renewables | 60920 | Viper Solar | NC | Cumberland | PV1 | OP | Solar Photovoltaic | PV | IPP Non-CHP | 2 | 2 | 2 | 2 | 11 | 2017 |  |  |  | Y | [6 empty] | 180 | 20 | 2.6 |  |  |  | Y |  |  | N |  | N
61060 | Cypress Creek Renewables | 60921 | Scarlet Solar | NC | Lenoir | PV1 | OP | Solar Photovoltaic | PV | IPP Non-CHP | 2 | 2 | 2 | 2 | 9 | 2017 |  |  |  | Y | [6 empty] | 180 | 20 | 2.8 | Y | [5 empty] | N |  | N
61060 | Cypress Creek Renewables | 60922 | Ruskin Solar | NC | Wayne | PV1 | OP | Solar Photovoltaic | PV | IPP Non-CHP | 2 | 2 | 2 | 2 | 11 | 2017 |  |  |  | Y | [6 empty] | 180 | 20 | 2.8 |  |  |  | Y |  |  | N |  | N
60571 | AEP Onsite Partners, LLC | 60923 | Clyde Solar Array | OH | Sandusky | PV1 | OP | Solar Photovoltaic | PV | IPP Non-CHP | 2 | 2.8 | 2.8 | 0.7 | 6 | 2016 |  | Y |  | N | [6 empty] | 0 | 0 | 3.7 | Y | [5 empty] | N |  | N
14289 | Ozarks Electric Coop Corp - (AR) | 60924 | Ozarks Natural Energy Community Solar | AR | Washington | GEN1 | OP | Solar Photovoltaic | PV | Electric Utility | 1 | 1 | 1 | 1 | 4 | 2016 | Y |  |  | Y | N | [5 empty] | 270 | 26 | 1.7 | Y | [5 empty] | Y | 0.6 | Y | 0.4
59462 | Heelstone Energy Holdings, LLC | 60929 | Red Oak Solar Farm, LLC | NC | Nash | RDOAK | OP | Solar Photovoltaic | PV | IPP Non-CHP | 2 | 5 | 4.9 | 4.9 | 12 | 2016 |  |  |  | Y | [6 empty] | 180 | 20 | 6.9 | Y | [5 empty] | N |  | N
61012 | AES Distributed Energy | 60930 | Dublin Solar I | GA | Laurens | DUBL1 | OP | Solar Photovoltaic | PV | IPP Non-CHP | 2 | 4.1 | 4.1 | 4.1 | 4 | 2015 |  | Y | [8 empty] | 90 | 0 | 4.4 | Y | [5 empty] | N |  | N
60520 | SoCore Energy LLC | 60935 | GRE Marshan Solar | MN | Dakota | PV1 | OP | Solar Photovoltaic | PV | IPP Non-CHP | 2 | 1 | 1 | 1 | 11 | 2017 |  |  |  | Y | [6 empty] | 180 | 25 | 1.2 | Y | [5 empty] | N |  | N
60520 | SoCore Energy LLC | 60936 | New Auburn DPC Solar | WI | Chippewa | PV1 | OP | Solar Photovoltaic | PV | IPP Non-CHP | 2 | 2.5 | 2.5 | 2.5 | 1 | 2018 |  |  |  | Y | [6 empty] | 180 | 25 | 3.7 | Y | [5 empty] | N |  | N
60587 | Antlia Community Solar | 60937 | Antlia Community Solar | MN | Pipestone | IACS1 | OP | Solar Photovoltaic | PV | IPP Non-CHP | 2 | 1 | 0.9 | 0.9 | 9 | 2017 |  |  |  | Y | [6 empty] | 185 | 35 | 1.3 |  | Y |  |  |  |  | N |  | Y | 0.9
60587 | Antlia Community Solar | 60937 | Antlia Community Solar | MN | Pipestone | IACS2 | OP | Solar Photovoltaic | PV | IPP Non-CHP | 2 | 1 | 0.9 | 0.9 | 9 | 2017 |  |  |  | Y | [6 empty] | 185 | 35 | 1.3 |  | Y |  |  |  |  | N |  | Y | 0.9
60588 | Aries Community Solar | 60938 | Aries Community Solar | MN | Dodge | AACS1 | OP | Solar Photovoltaic | PV | IPP Non-CHP | 2 | 1 | 0.9 | 0.9 | 10 | 2017 |  | N |  | Y | [6 empty] | 185 | 35 | 1.3 |  | Y |  |  |  |  | N |  | Y | 0.9
60588 | Aries Community Solar | 60938 | Aries Community Solar | MN | Dodge | AACS2 | OP | Solar Photovoltaic | PV | IPP Non-CHP | 2 | 1 | 0.9 | 0.9 | 10 | 2017 |  | N |  | Y | [6 empty] | 185 | 35 | 1.3 |  | Y |  |  |  |  | N |  | Y | 0.9
60588 | Aries Community Solar | 60938 | Aries Community Solar | MN | Dodge | AACS3 | OP | Solar Photovoltaic | PV | IPP Non-CHP | 2 | 1 | 0.9 | 0.9 | 10 | 2017 |  |  |  | Y | [6 empty] | 185 | 35 | 1.3 |  | Y |  |  |  |  | N |  | Y | 0.9
60588 | Aries Community Solar | 60938 | Aries Community Solar | MN | Dodge | AACS4 | OP | Solar Photovoltaic | PV | IPP Non-CHP | 2 | 1 | 0.9 | 0.9 | 10 | 2017 |  |  |  | Y | [6 empty] | 185 | 35 | 1.3 |  | Y |  |  |  |  | N |  | Y | 0.9
60589 | Centaurus Community Solar | 60939 | Centaurus Community Solar | MN | Chippewa | KCCS1 | OP | Solar Photovoltaic | PV | IPP Non-CHP | 2 | 1 | 0.9 | 0.9 | 9 | 2017 |  |  |  | Y | [6 empty] | 185 | 35 | 1.3 |  | Y |  |  |  |  | X |  | Y | 0.9
60589 | Centaurus Community Solar | 60939 | Centaurus Community Solar | MN | Chippewa | KCCS2 | OP | Solar Photovoltaic | PV | IPP Non-CHP | 2 | 1 | 0.9 | 0.9 | 9 | 2017 |  |  |  | Y | [6 empty] | 185 | 35 | 1.3 |  | Y |  |  |  |  | X |  | Y | 0.9
60590 | Gemini Community Solar | 60940 | Gemini Community Solar | MN | Washington | LGCS1 | OP | Solar Photovoltaic | PV | IPP Non-CHP | 2 | 1 | 0.9 | 0.9 | 9 | 2017 |  |  |  | Y | [6 empty] | 185 | 35 | 1.3 |  | Y |  |  |  |  | X |  | Y | 0.9
60590 | Gemini Community Solar | 60940 | Gemini Community Solar | MN | Washington | LGCS2 | OP | Solar Photovoltaic | PV | IPP Non-CHP | 2 | 1 | 0.9 | 0.9 | 9 | 2017 |  |  |  | Y | [6 empty] | 185 | 35 | 1.3 |  | Y |  |  |  |  | X |  | Y | 0.9
60590 | Gemini Community Solar | 60940 | Gemini Community Solar | MN | Washington | LGCS3 | OP | Solar Photovoltaic | PV | IPP Non-CHP | 2 | 1 | 0.9 | 0.9 | 9 | 2017 |  |  |  | Y | [6 empty] | 185 | 35 | 1.3 |  | Y |  |  |  |  | X |  | Y | 0.9
60591 | Mapleton Community Solar | 60941 | Mapleton Community Solar | MN | Blue Earth | DMCS1 | OP | Solar Photovoltaic | PV | IPP Non-CHP | 2 | 1 | 0.9 | 0.9 | 6 | 2017 |  |  |  | Y | [6 empty] | 185 | 35 | 1.3 |  | Y |  |  |  |  | X |  | Y | 0.9
60591 | Mapleton Community Solar | 60941 | Mapleton Community Solar | MN | Blue Earth | DMCS2 | OP | Solar Photovoltaic | PV | IPP Non-CHP | 2 | 1 | 0.9 | 0.9 | 6 | 2017 |  |  |  | Y | [6 empty] | 185 | 35 | 1.3 |  | Y |  |  |  |  | X |  | Y | 0.9
60591 | Mapleton Community Solar | 60941 | Mapleton Community Solar | MN | Blue Earth | DMCS3 | OP | Solar Photovoltaic | PV | IPP Non-CHP | 2 | 1 | 0.9 | 0.9 | 6 | 2017 |  |  |  | Y | [6 empty] | 185 | 35 | 1.3 |  | Y |  |  |  |  | X |  | Y | 0.9
60592 | Morgan Community Solar | 60942 | Morgan Community Solar | MN | Redwood | BMCS1 | OP | Solar Photovoltaic | PV | IPP Non-CHP | 2 | 1 | 0.9 | 0.9 | 4 | 2017 |  |  |  | Y | [6 empty] | 185 | 35 | 1.3 |  | Y |  |  |  |  | X |  | Y | 0.9
60592 | Morgan Community Solar | 60942 | Morgan Community Solar | MN | Redwood | BMCS2 | OP | Solar Photovoltaic | PV | IPP Non-CHP | 2 | 1 | 0.9 | 0.9 | 4 | 2017 |  |  |  | Y | [6 empty] | 185 | 35 | 1.3 |  | Y |  |  |  |  | X |  | Y | 0.9
60592 | Morgan Community Solar | 60942 | Morgan Community Solar | MN | Redwood | BMCS3 | OP | Solar Photovoltaic | PV | IPP Non-CHP | 2 | 1 | 0.9 | 0.9 | 4 | 2017 |  |  |  | Y | [6 empty] | 185 | 35 | 1.3 |  | Y |  |  |  |  | X |  | Y | 0.9
60593 | Spica Community Solar | 60943 | Spica Community Solar | MN | Kandiyohi | MSCS1 | OP | Solar Photovoltaic | PV | IPP Non-CHP | 2 | 1 | 0.9 | 0.9 | 8 | 2017 |  |  |  | Y | [6 empty] | 185 | 35 | 1.3 |  | Y |  |  |  |  | X |  | Y | 0.9
60593 | Spica Community Solar | 60943 | Spica Community Solar | MN | Kandiyohi | MSCS2 | OP | Solar Photovoltaic | PV | IPP Non-CHP | 2 | 1 | 0.9 | 0.9 | 8 | 2017 |  |  |  | Y | [6 empty] | 185 | 35 | 1.3 |  | Y |  |  |  |  | X |  | Y | 0.9
60594 | Vega Community Solar | 60944 | Vega Community Solar | MN | Pope | NVCS1 | OP | Solar Photovoltaic | PV | IPP Non-CHP | 2 | 1 | 0.9 | 0.9 | 10 | 2017 |  |  |  | Y | [6 empty] | 185 | 35 | 1.3 |  | Y |  |  |  |  | X |  | Y | 0.9
60594 | Vega Community Solar | 60944 | Vega Community Solar | MN | Pope | NVCS2 | OP | Solar Photovoltaic | PV | IPP Non-CHP | 2 | 1 | 0.9 | 0.9 | 10 | 2017 |  |  |  | Y | [6 empty] | 185 | 35 | 1.3 |  | Y |  |  |  |  | X |  | Y | 0.9
60594 | Vega Community Solar | 60944 | Vega Community Solar | MN | Pope | NVCS3 | OP | Solar Photovoltaic | PV | IPP Non-CHP | 2 | 1 | 0.9 | 0.9 | 10 | 2017 |  |  |  | Y | [6 empty] | 185 | 35 | 1.3 |  | Y |  |  |  |  | X |  | Y | 0.9
60594 | Vega Community Solar | 60944 | Vega Community Solar | MN | Pope | NVCS4 | OP | Solar Photovoltaic | PV | IPP Non-CHP | 2 | 1 | 0.9 | 0.9 | 10 | 2017 |  |  |  | Y | [6 empty] | 185 | 35 | 1.3 |  | Y |  |  |  |  | X |  | Y | 0.9
60594 | Vega Community Solar | 60944 | Vega Community Solar | MN | Pope | NVCS5 | OP | Solar Photovoltaic | PV | IPP Non-CHP | 2 | 1 | 0.9 | 0.9 | 10 | 2017 |  |  |  | Y | [6 empty] | 185 | 35 | 1.3 |  | Y |  |  |  |  | X |  | Y | 0.9
60595 | Spartan PV 1, LLC | 60945 | Spartan PV 1, LLC | MI | Ingham | PV1 | OP | Solar Photovoltaic | PV | IPP Non-CHP | 2 | 10.5 | 10.5 | 10.5 | 12 | 2017 |  |  |  | Y | [6 empty] | 180 | 7 | 13.5 | Y | [5 empty] | N |  | N
60639 | AEP Renewables | 60947 | Jacumba Solar Farm | CA | San Diego | Q644A | OP | Solar Photovoltaic | PV | IPP Non-CHP | 2 | 20 | 20 | 20 | 7 | 2017 |  |  |  | Y | [6 empty] | 180 | 25 | 28.2 | Y | [5 empty] | N |  | N
9417 | Interstate Power and Light Co | 60951 | West Dubuque Solar | IA | Dubuque | PV1 | OP | Solar Photovoltaic | PV | Electric Utility | 1 | 3.8 | 3.4 | 3.1 | 9 | 2017 |  |  |  | Y | [6 empty] | 177 | 25 | 5 | Y | [5 empty] | N |  | N
11208 | Los Angeles Department of Water & Power | 60953 | Owens Valley Solar Project 11 | CA | Inyo | W5381 | OP | Solar Photovoltaic | PV | IPP Non-CHP | 2 | 1 | 1 | 1 | 12 | 2016 |  |  |  | Y | [6 empty] | 190 | 30 | 1.1 | Y | [5 empty] | N |  | N
60520 | SoCore Energy LLC | 60954 | VEC Magee Hill Solar | VT | Chittenden | PV1 | OP | Solar Photovoltaic | PV | IPP Non-CHP | 2 | 1.3 | 1.3 | 1.3 | 11 | 2017 |  |  |  | Y | [6 empty] | 180 | 25 | 1.7 | Y | [5 empty] | N |  | N
60520 | SoCore Energy LLC | 60955 | Strawberry Point DPC Solar | IA | Clayton | PV1 | OP | Solar Photovoltaic | PV | IPP Non-CHP | 2 | 1.3 | 1.3 | 1.3 | 11 | 2017 |  | Y | [8 empty] | 180 |  | 1.6 | Y | [5 empty] | N |  | N
60520 | SoCore Energy LLC | 60956 | Westar Cities Solar | KS | Reno | PV1 | OP | Solar Photovoltaic | PV | IPP Non-CHP | 2 | 1 | 1 | 1 | 7 | 2017 |  | Y | [8 empty] | 180 |  | 1.3 | Y | [5 empty] | N |  | N
60520 | SoCore Energy LLC | 60957 | Sand Lake DPC Solar | WI | Polk | PV1 | OP | Solar Photovoltaic | PV | IPP Non-CHP | 2 | 1 | 1 | 1 | 11 | 2017 |  | Y | [8 empty] | 180 |  | 1.5 | Y | [5 empty] | N |  | N
60520 | SoCore Energy LLC | 60958 | Nesvold Watertown Solar | MN | Carver | PV1 | OP | Solar Photovoltaic | PV | IPP Non-CHP | 2 | 1 | 1 | 1 | 1 | 2018 |  |  |  | Y | [6 empty] | 180 | 25 | 1.4 | Y | [5 empty] | N |  | N
60520 | SoCore Energy LLC | 60958 | Nesvold Watertown Solar | MN | Carver | PV2 | OP | Solar Photovoltaic | PV | IPP Non-CHP | 2 | 1 | 1 | 1 | 1 | 2018 |  |  |  | Y | [6 empty] | 180 | 25 | 1.4 | Y | [5 empty] | N |  | N
60520 | SoCore Energy LLC | 60958 | Nesvold Watertown Solar | MN | Carver | PV3 | OP | Solar Photovoltaic | PV | IPP Non-CHP | 2 | 1 | 1 | 1 | 1 | 2018 |  |  |  | Y | [6 empty] | 180 | 25 | 1.4 | Y | [5 empty] | N |  | N
60520 | SoCore Energy LLC | 60958 | Nesvold Watertown Solar | MN | Carver | PV4 | OP | Solar Photovoltaic | PV | IPP Non-CHP | 2 | 1 | 1 | 1 | 1 | 2018 |  |  |  | Y | [6 empty] | 180 | 10 | 1.4 | Y | [5 empty] | N |  | N
60520 | SoCore Energy LLC | 60958 | Nesvold Watertown Solar | MN | Carver | PV5 | OP | Solar Photovoltaic | PV | IPP Non-CHP | 2 | 1 | 1 | 1 | 1 | 2018 |  |  |  | Y | [6 empty] | 180 | 10 | 1.4 | Y | [5 empty] | N |  | N
60597 | Violet Solar, LLC | 60961 | Violet Solar | NC | Cabarrus | PV1 | OP | Solar Photovoltaic | PV | IPP Non-CHP | 2 | 5 | 5 | 5 | 12 | 2018 |  |  |  | Y | [6 empty] | 180 | 20 | 7.7 | Y | [5 empty] | N |  | N
63249 | Terraform Arcadia | 60962 | Red Maple Solar | MN | Le Sueur | PV1 | OP | Solar Photovoltaic | PV | IPP Non-CHP | 2 | 1 | 1 | 1 | 6 | 2018 |  | Y | [8 empty] | 0 | 25 | 1.3 | Y | [5 empty] | N |  | Y | 1
63249 | Terraform Arcadia | 60962 | Red Maple Solar | MN | Le Sueur | PV2 | OP | Solar Photovoltaic | PV | IPP Non-CHP | 2 | 1 | 1 | 1 | 6 | 2018 |  | Y | [8 empty] | 0 | 25 | 1.3 | Y | [5 empty] | N |  | Y | 1
63249 | Terraform Arcadia | 60962 | Red Maple Solar | MN | Le Sueur | PV3 | OP | Solar Photovoltaic | PV | IPP Non-CHP | 2 | 1 | 1 | 1 | 6 | 2018 |  | Y | [8 empty] | 0 | 25 | 1.3 | Y | [5 empty] | N |  | Y | 1
796 | Arizona Electric Pwr Coop Inc | 60964 | Apache Solar 1 | AZ | Cochise | AEPS1 | OP | Solar Photovoltaic | PV | Electric Utility | 1 | 20 | 20 | 20 | 10 | 2017 |  | Y | [8 empty] | 90 |  | 24.7 | Y | [5 empty] | N |  | N
59462 | Heelstone Energy Holdings, LLC | 60965 | Cotten Farm, LLC | NC | Lee | COT | OP | Solar Photovoltaic | PV | IPP Non-CHP | 2 | 5 | 4.9 | 4.9 | 11 | 2016 |  |  |  | Y | [6 empty] | 180 | 20 | 6.8 | Y | [5 empty] | N |  | N
63249 | Terraform Arcadia | 60966 | Lind Solar CSG | MN | Carver | S0222 | OP | Solar Photovoltaic | PV | IPP Non-CHP | 2 | 4.9 | 4.9 | 4.2 | 2 | 2017 |  |  |  | Y | [6 empty] | 180 | 30 | 6.1 | Y | [5 empty] | N |  | Y | 4.8
60584 | Onyx Asset Services Group | 60967 | Onyx - Lamphear Road CSG | NY | Oneida | 10016 | OP | Solar Photovoltaic | PV | IPP Non-CHP | 2 | 2 | 2 | 2 | 10 | 2016 |  |  |  | Y | [6 empty] | 180 | 20 | 2.8 | Y | [5 empty] | N |  | Y | 2.8
58468 | Dominion Renewable Energy | 60968 | Scott-II Solar LLC | VA | Powhatan | PV1 | OP | Solar Photovoltaic | PV | IPP Non-CHP | 2 | 20 | 20 | 20 | 12 | 2017 |  | Y | [8 empty] | 180 | 45 | 28.3 | Y | [5 empty] | N |  | N
60520 | SoCore Energy LLC | 60971 | Michael Solar | MN | Stearns | PV1 | OP | Solar Photovoltaic | PV | IPP Non-CHP | 2 | 1 | 1 | 1 | 12 | 2017 |  |  |  | Y | [6 empty] | 180 | 25 | 1.4 | Y | [5 empty] | N |  | N
60520 | SoCore Energy LLC | 60971 | Michael Solar | MN | Stearns | PV2 | OP | Solar Photovoltaic | PV | IPP Non-CHP | 2 | 1 | 1 | 1 | 12 | 2017 |  |  |  | Y | [6 empty] | 180 | 25 | 1.4 | Y | [5 empty] | N |  | N
60520 | SoCore Energy LLC | 60971 | Michael Solar | MN | Stearns | PV3 | OP | Solar Photovoltaic | PV | IPP Non-CHP | 2 | 1 | 1 | 1 | 12 | 2017 |  |  |  | Y | [6 empty] | 180 | 25 | 1.4 | Y | [5 empty] | N |  | N
60619 | Whitney Point Solar, LLC | 60975 | Whitney Point Solar | CA | Fresno | WS532 | OP | Solar Photovoltaic | PV | IPP Non-CHP | 2 | 20 | 20 | 20 | 3 | 2017 |  | Y | [8 empty] | 0 | 0 | 28.6 | Y | [5 empty] | N |  | N
60610 | OSLH, LLC | 60976 | OSLH, LLC | OR | Deschutes | PV1 | OP | Solar Photovoltaic | PV | IPP Non-CHP | 2 | 9.9 | 9.9 | 9.9 | 12 | 2016 |  | Y | [8 empty] | 90 | 60 | 10.4 | Y | [5 empty] | N |  | N
61944 | MN8 Energy LLC | 60978 | CSUF State College | CA | Orange | PV1 | OP | Solar Photovoltaic | PV | IPP Non-CHP | 2 | 1 | 1 | 1 | 12 | 2016 |  |  |  | Y | [6 empty] | 180 | 10 | 1.1 | Y | [5 empty] | N |  | N
61944 | MN8 Energy LLC | 60979 | CSUF Nutwood Solar | CA | Orange | PV1 | OP | Solar Photovoltaic | PV | IPP Non-CHP | 2 | 1.9 | 1.9 | 1.9 | 12 | 2016 |  |  |  | Y | [6 empty] | 180 | 10 | 2.2 | Y | [5 empty] | N |  | N
61060 | Cypress Creek Renewables | 60980 | ZV Solar 1 | NC | Robeson | PV1 | OP | Solar Photovoltaic | PV | IPP Non-CHP | 2 | 5 | 5 | 5 | 6 | 2016 |  |  |  | Y | [6 empty] | 180 | 20 | 7 | Y | [5 empty] | N |  | N
60614 | Westside Solar, LLC | 60981 | NextEra Westside PV | CA | Fresno | WS526 | OP | Solar Photovoltaic | PV | IPP Non-CHP | 2 | 20 | 20 | 20 | 3 | 2017 |  | Y | [8 empty] | 0 | 0 | 27 | Y | [5 empty] | N |  | N
64778 | Strata Manager, LLC | 60982 | Atkinson Farm Solar | NC | Duplin | 1 | OP | Solar Photovoltaic | PV | IPP Non-CHP | 2 | 5 | 5 | 5 | 12 | 2015 |  |  |  | Y | [6 empty] | 180 | 20 | 6.5 |  | Y |  |  |  |  | N |  | N
60618 | Lindberg Field Solar 2, LLC | 60984 | Lindberg Field Solar 2 | CA | San Diego | PV1 | OP | Solar Photovoltaic | PV | IPP Non-CHP | 2 | 1.9 | 1.9 | 1.9 | 2 | 2017 |  |  |  | Y | [6 empty] | 207 | 7.5 | 2.2 | Y | [5 empty] | N |  | N
61012 | AES Distributed Energy | 60985 | Elizabethtown Solar | PA | Lancaster | ESPV | OP | Solar Photovoltaic | PV | IPP Non-CHP | 2 | 2 | 2 | 2 | 2 | 2016 |  |  |  | Y | [6 empty] | 180 | 30 | 2.6 | Y | [5 empty] | N |  | N
63249 | Terraform Arcadia | 60986 | AIS Solar Project | MA | Worcester | SO212 | OP | Solar Photovoltaic | PV | IPP Non-CHP | 2 | 2.5 | 2.5 | 2.5 | 12 | 2016 |  | Y | [8 empty] | 147 | 12 | 3.2 | Y | [5 empty] | Y | 3.2 | N
60636 | SolaireHolman 1, LLC | 60989 | SolaireHolman Solar Project | TX | Brewster | PV1 | OP | Solar Photovoltaic | PV | IPP Non-CHP | 2 | 50 | 50 | 50 | 4 | 2017 |  | Y | [8 empty] | 0 |  | 64.5 | Y | [5 empty] | N |  | N
60281 | Altus Power America Management, LLC | 60990 | Florence Solar W3-080, LLC | NJ | Burlington | PV1 | OP | Solar Photovoltaic | PV | IPP Non-CHP | 2 | 7.9 | 7.9 | 7.9 | 12 | 2016 |  |  |  | Y | [6 empty] | 180 | 15 | 9.9 | Y | [5 empty] | N |  | N
63249 | Terraform Arcadia | 60992 | Northern Cardinal Solar | NC | Halifax | NCARD | OP | Solar Photovoltaic | PV | IPP Non-CHP | 2 | 2 | 2 | 2 | 6 | 2018 |  | Y | [8 empty] | 180 |  | 3.6 | Y | [5 empty] | N |  | N
60611 | Darlington Solar, LLC | 60993 | Darlington Solar, LLC | SC | Darlington | PV1 | OP | Solar Photovoltaic | PV | IPP Non-CHP | 2 | 10 | 10 | 10 | 12 | 2016 |  |  |  | Y | [6 empty] | 180 | 20 | 14 | Y | [5 empty] | N |  | N
60281 | Altus Power America Management, LLC | 60994 | French's Landfill PV | NJ | Ocean | GEN1 | OP | Solar Photovoltaic | PV | Commercial Non-CHP | 4 | 5.1 | 5 | 5 | 10 | 2014 |  |  |  | Y | [6 empty] | 180 | 8.7 | 6.1 | Y | [5 empty] | N |  | N
16609 | San Diego Gas & Electric Co | 60995 | Ramona Solar Energy | CA | San Diego | 1 | OP | Solar Photovoltaic | PV | Electric Utility | 1 | 4.3 | 3.7 | 3.6 | 4 | 2017 |  |  |  | Y | [6 empty] | 180 | 20 | 4.9 | Y | [5 empty] | N |  | N
56215 | RWE Renewables Americas, LLC | 60996 | Iron Horse Battery Storage Hybrid | AZ | Pima | PV1 | OP | Solar Photovoltaic | PV | IPP Non-CHP | 2 | 2 | 2 | 2 | 4 | 2017 |  |  |  | Y | [6 empty] | 180 | 25 | 2.5 | Y | [5 empty] | N |  | N
58970 | Ecoplexus, Inc | 60997 | Everett PV1 | NC | Martin | EVRT1 | OP | Solar Photovoltaic | PV | IPP Non-CHP | 2 | 10 | 10 | 10 | 12 | 2019 |  |  |  | Y | [6 empty] | 190 | 20 | 13 | Y | [5 empty] | N |  | N
58970 | Ecoplexus, Inc | 60998 | Underwood PV2 | NC | Hertford | UNWD2 | OP | Solar Photovoltaic | PV | IPP Non-CHP | 2 | 16 | 16 | 16 | 10 | 2020 |  |  |  | Y | [6 empty] | 190 | 20 | 20 | Y | [5 empty] | N |  | N
60643 | Artemis Solar LLC | 61003 | Musgrave East Solar Farm | NY | Cayuga | CMUSW | OP | Solar Photovoltaic | PV | IPP Non-CHP | 2 | 2 | 2 | 2 | 12 | 2016 |  |  |  | Y | [6 empty] | 180 | 17 | 2.8 | Y | [5 empty] | N |  | N
60648 | SCDA Solar 1, LLC | 61006 | SCDA Solar 1 | CA | Sacramento | SCAIR | OP | Solar Photovoltaic | PV | IPP Non-CHP | 2 | 7 | 7 | 7 | 10 | 2017 |  | Y | [8 empty] | 180 |  | 7.9 | Y | [5 empty] | Y | 7.9 | N
60649 | Redbrook Solar 1, LLC | 61007 | Redbrook Community Solar 1 | MA | Plymouth | REDBR | OP | Solar Photovoltaic | PV | IPP Non-CHP | 2 | 4 | 4 | 4 | 10 | 2017 |  |  |  | Y | [6 empty] | 180 | 20 | 5.6 | Y | [5 empty] | N |  | Y | 5.6
60650 | Brook Street Solar 1, LLC | 61008 | Brook Street Solar 1 CSG | MA | Plymouth | BROOK | OP | Solar Photovoltaic | PV | IPP Non-CHP | 2 | 5 | 5 | 5 | 8 | 2017 |  |  |  | Y | [6 empty] | 180 | 20 | 6.5 | Y | [5 empty] | N |  | Y | 6.5
60651 | Spring Street Solar 1, LLC | 61009 | Spring Street Solar 1 CSG | MA | Plymouth | SPRIN | OP | Solar Photovoltaic | PV | IPP Non-CHP | 2 | 2 | 2 | 2 | 3 | 2017 |  |  |  | Y | [6 empty] | 180 | 20 | 2.5 | Y | [5 empty] | N |  | Y | 2.5
60655 | Bullock Road Solar 1, LLC | 61010 | Bullock Road Solar 1 | MA | Bristol | BULLO | OP | Solar Photovoltaic | PV | IPP Non-CHP | 2 | 1.9 | 1.9 | 1.9 | 7 | 2018 |  |  |  | Y | [6 empty] | 180 | 25 | 2.9 | N |  |  |  |  | Y | N |  | N
58468 | Dominion Renewable Energy | 61011 | Chestnut Solar | NC | Halifax | PV1 | OP | Solar Photovoltaic | PV | IPP Non-CHP | 2 | 74.9 | 74.9 | 74.9 | 3 | 2020 |  | Y | [8 empty] | 90 |  | 100 | Y | [5 empty] | N |  | N
61012 | AES Distributed Energy | 61013 | Marin Clean Energy Solar One | CA | Contra Costa | MCES1 | OP | Solar Photovoltaic | PV | IPP Non-CHP | 2 | 10.5 | 10.5 | 10.5 | 12 | 2017 | N | Y |  | Y | [6 empty] | 180 | 15 | 13 | Y | [5 empty] | N |  | N
60643 | Artemis Solar LLC | 61015 | Musgrave West Solar Farm | NY | Cayuga | CMUSW | OP | Solar Photovoltaic | PV | IPP Non-CHP | 2 | 2 | 2 | 2 | 12 | 2016 |  |  |  | Y | [6 empty] | 180 | 17 | 2.8 | Y | [5 empty] | N |  | N
60652 | Stafford St Solar 1, LLC | 61016 | Stafford St Solar 1 CSG | MA | Worcester | STAF1 | OP | Solar Photovoltaic | PV | IPP Non-CHP | 2 | 2 | 2 | 2 | 12 | 2017 |  |  |  | Y | [6 empty] | 180 | 25 | 6.9 | Y | [5 empty] | N |  | Y | 6.9
60653 | Stafford St Solar 2, LLC | 61017 | Stafford St 2 Community Solar | MA | Worcester | STAF2 | OP | Solar Photovoltaic | PV | IPP Non-CHP | 2 | 1.9 | 1.9 | 1.9 | 5 | 2018 |  |  |  | Y | [6 empty] | 180 | 25 | 2.8 | Y | [5 empty] | N |  | N
60654 | Stafford St Solar 3, LLC | 61018 | Stafford St Solar 3 CSG | MA | Worcester | STAF3 | OP | Solar Photovoltaic | PV | IPP Non-CHP | 2 | 1 | 1 | 1 | 12 | 2017 |  |  |  | Y | [6 empty] | 180 | 25 | 6.9 | Y | [5 empty] | N |  | Y | 6.9
59462 | Heelstone Energy Holdings, LLC | 61019 | Siler 421 Farm, LLC | NC | Chatham | SILER | OP | Solar Photovoltaic | PV | IPP Non-CHP | 2 | 5 | 4.9 | 4.9 | 12 | 2016 |  |  |  | Y | [6 empty] | 180 | 20 | 6.9 | Y | [5 empty] | N |  | N
6452 | Florida Power & Light Co | 61020 | Indian River Solar Center | FL | Indian River | 1 | OP | Solar Photovoltaic | PV | Electric Utility | 1 | 74.5 | 74.5 | 74.5 | 1 | 2018 |  |  |  | Y | [6 empty] | 195 | 20 | 114 | Y | [5 empty] | N |  | N
6452 | Florida Power & Light Co | 61021 | Horizon Solar Energy Center | FL | Putnam | 1 | OP | Solar Photovoltaic | PV | Electric Utility | 1 | 74.5 | 74.5 | 74.5 | 1 | 2018 |  |  |  | Y | [6 empty] | 195 | 20 | 114 | Y | [5 empty] | N |  | N
6452 | Florida Power & Light Co | 61022 | Coral Farms Solar Energy Center | FL | Putnam | 1 | OP | Solar Photovoltaic | PV | Electric Utility | 1 | 74.5 | 74.5 | 74.5 | 1 | 2018 |  |  |  | Y | [6 empty] | 195 | 20 | 114 | Y | [5 empty] | N |  | N
19876 | Virginia Electric & Power Co | 61023 | Hollyfield | VA | King William | 1 | OP | Solar Photovoltaic | PV | Electric Utility | 1 | 17 | 6.8 |  | 9 | 2018 |  | N | [7 empty] | Y |  |  | 22.5 | Y | [5 empty] | N |  | N
6452 | Florida Power & Light Co | 61024 | Hammock Solar | FL | Hendry | 1 | OP | Solar Photovoltaic | PV | Electric Utility | 1 | 74.5 | 74.5 | 74.5 | 3 | 2018 |  |  |  | Y | [6 empty] | 195 | 20 | 113.2 | Y | [5 empty] | N |  | N
6452 | Florida Power & Light Co | 61029 | Blue Cypress Solar Energy Center | FL | Indian River | 1 | OP | Solar Photovoltaic | PV | Electric Utility | 1 | 74.5 | 74.5 | 74.5 | 3 | 2018 |  |  |  | Y | [6 empty] | 195 | 20 | 113.2 | Y | [5 empty] | N |  | N
60669 | Laertes Solar LLC | 61030 | Harford Solar Farm | NY | Tompkins | CMUSW | OP | Solar Photovoltaic | PV | IPP Non-CHP | 2 | 2 | 2 | 2 | 12 | 2016 |  |  |  | Y | [6 empty] | 180 | 20 | 2.8 | Y | [5 empty] | N |  | N
60025 | Greenbacker Renewable Energy Corporation | 61031 | Floyd Road Solar Farm | NC | Northampton | PV1 | OP | Solar Photovoltaic | PV | IPP Non-CHP | 2 | 5 | 5 | 5 | 6 | 2017 |  | Y | [8 empty] | 0 |  | 6.8 | Y | [5 empty] | N |  | N
60571 | AEP Onsite Partners, LLC | 61042 | Canandaigua Westbrook Solar Array | NY | Ontario | PV1 | OP | Solar Photovoltaic | PV | IPP Non-CHP | 2 | 1.3 | 1.3 | 1.3 | 3 | 2017 |  | N |  | Y | [6 empty] | 180 | 25 | 1.6 | Y | [5 empty] | Y | 1.6 | N
60571 | AEP Onsite Partners, LLC | 61043 | Canandaigua Solar Array | NY | Ontario | PV1 | OP | Solar Photovoltaic | PV | IPP Non-CHP | 2 | 2 | 2 | 2 | 12 | 2016 |  |  |  | Y | [6 empty] | 180 | 30 | 2.5 | Y | [5 empty] | Y | 2.5 | N
15399 | Avangrid Renewables LLC | 61048 | Solar Star Oregon II | OR | Crook | PV1 | OP | Solar Photovoltaic | PV | IPP Non-CHP | 2 | 56.3 | 56 | 56 | 10 | 2017 |  | Y |  |  | Y | N |  | N |  |  |  | 60 | 69.5 | Y | N |  |  |  |  | N |  | N
6452 | Florida Power & Light Co | 61050 | Wildflower Solar Energy Center | FL | Desoto | 1 | OP | Solar Photovoltaic | PV | Electric Utility | 1 | 74.5 | 74.5 | 74.5 | 1 | 2018 |  |  |  | Y | [6 empty] | 195 | 20 | 114 | Y | [5 empty] | N |  | N
6452 | Florida Power & Light Co | 61051 | Barefoot Bay Solar Energy Center | FL | Brevard | 1 | OP | Solar Photovoltaic | PV | Electric Utility | 1 | 74.5 | 74.5 | 74.5 | 3 | 2018 |  |  |  | Y | [6 empty] | 195 | 20 | 113.2 | Y | [5 empty] | N |  | N
6452 | Florida Power & Light Co | 61052 | Loggerhead Solar Energy Center | FL | St Lucie | 1 | OP | Solar Photovoltaic | PV | Electric Utility | 1 | 74.5 | 74.5 | 74.5 | 3 | 2018 |  |  |  | Y | [6 empty] | 195 | 20 | 113.2 | Y | [5 empty] | N |  | N
9234 | Indiana Municipal Power Agency | 61053 | Greenfield Solar Park | IN | Hancock | SGREE | OP | Solar Photovoltaic | PV | Electric Utility | 1 | 2.8 | 2.8 | 2.2 | 12 | 2017 |  | Y |  | N | [6 empty] | 180 |  | 3.6 | Y | [5 empty] | N |  | N
9234 | Indiana Municipal Power Agency | 61054 | IMPA Anderson Solar Park 2 | IN | Madison | SAND2 | OP | Solar Photovoltaic | PV | Electric Utility | 1 | 8.1 | 8.1 | 6.5 | 12 | 2017 |  | Y | [8 empty] | 180 |  | 10.2 | Y | [5 empty] | N |  | N
60370 | DG AMP Solar, LLC | 61055 | DG AMP Solar Front Royal | VA | Warren | AMPFR | OP | Solar Photovoltaic | PV | IPP Non-CHP | 2 | 2.5 | 2.5 | 2.5 | 5 | 2017 |  |  |  | Y | [6 empty] | 180 | 25 | 3.5 | Y | [5 empty] | N |  | N
62759 | National Grid Renewables | 61058 | Kramer Solar CSG | MN | Renville | 0000B | OP | Solar Photovoltaic | PV | IPP Non-CHP | 2 | 1 | 1 | 1 | 12 | 2017 |  |  |  | Y | [6 empty] | 180 | 30 | 1.5 | Y | [5 empty] | N |  | N
62759 | National Grid Renewables | 61058 | Kramer Solar CSG | MN | Renville | KRAM2 | OP | Solar Photovoltaic | PV | IPP Non-CHP | 2 | 1 | 1 | 1 | 12 | 2017 |  |  |  | Y | [6 empty] | 180 | 30 | 1.5 | Y | [5 empty] | N |  | N
62759 | National Grid Renewables | 61058 | Kramer Solar CSG | MN | Renville | KRAM3 | OP | Solar Photovoltaic | PV | IPP Non-CHP | 2 | 1 | 1 | 1 | 12 | 2017 |  |  |  | Y | [6 empty] | 180 | 30 | 1.5 | Y | [5 empty] | N |  | N
62033 | NRG MN Community LLC | 61059 | Novel OYA of Osakis CSG | MN | Douglas | 0000G | OP | Solar Photovoltaic | PV | IPP Non-CHP | 2 | 5 | 5 | 5 | 7 | 2018 |  |  |  | Y | [6 empty] | 180 | 35 | 7.2 | Y | [5 empty] | N |  | Y | 7.2
62033 | NRG MN Community LLC | 61060 | Novel - OYA of Mapleton CSG | MN | Blue Earth | 0000I | OP | Solar Photovoltaic | PV | IPP Non-CHP | 2 | 3.5 | 3.5 | 3.5 | 7 | 2018 |  |  |  | Y | [6 empty] | 180 | 35 | 7.2 | Y | [5 empty] | N |  | Y | 3.5
61012 | AES Distributed Energy | 61068 | AES Lawai Solar Hybrid | HI | Kauai | LAWA1 | OP | Solar Photovoltaic | PV | IPP Non-CHP | 2 | 20 | 20 | 20 | 12 | 2018 |  | Y |  | N | N | [5 empty] | 90 |  | 28 | Y | [5 empty] | N |  | N
60692 | Ameresco BWC Wading River LLC | 61069 | BWC Wading River One, Two, Three CSG | MA | Worcester | 62381 | OP | Solar Photovoltaic | PV | IPP Non-CHP | 2 | 3 | 3 | 3 | 11 | 2017 |  |  |  | Y | [6 empty] | 180 | 20 | 4.1 | Y | [5 empty] | N |  | Y | 3
60496 | Adapture Renewables, Inc. | 61072 | Lemond Solar | MN | Steele | LEMND | OP | Solar Photovoltaic | PV | IPP Non-CHP | 2 | 5 | 5 | 5 | 6 | 2017 |  | Y | [8 empty] | 180 | 45 | 6.6 | Y | [5 empty] | N |  | N
56990 | NJR Clean Energy Ventures Corporation | 61073 | Pemberton Road I | NJ | Burlington | PEMB1 | OP | Solar Photovoltaic | PV | IPP Non-CHP | 2 | 8.8 | 8.8 | 8.8 | 6 | 2017 |  |  |  | Y | [6 empty] | 180 | 20 | 10 | Y | [5 empty] | N |  | N
56990 | NJR Clean Energy Ventures Corporation | 61074 | Pemberton Road II | NJ | Burlington | PEMB2 | OP | Solar Photovoltaic | PV | IPP Non-CHP | 2 | 8.8 | 8.8 | 8.8 | 6 | 2017 |  |  |  | Y | [6 empty] | 180 | 20 | 10 | Y | [5 empty] | N |  | N
57222 | Liberty Utilities (CalPeco Electric) LLC | 61084 | Luning Energy | NV | Mineral | LNING | OP | Solar Photovoltaic | PV | Electric Utility | 1 | 50 | 50 | 50 | 2 | 2017 |  | Y |  | N | [6 empty] | 180 | 0 | 54.5 | Y | [5 empty] | N |  | N
64778 | Strata Manager, LLC | 61085 | Stone Solar | NC | Robeson | 1 | OP | Solar Photovoltaic | PV | IPP Non-CHP | 2 | 5 | 5 | 5 | 8 | 2016 |  |  |  | Y | [6 empty] | 180 | 20 | 6.7 |  | Y |  |  |  |  | N |  | N
64778 | Strata Manager, LLC | 61086 | Tripple State Farm | NC | Iredell | 1 | OP | Solar Photovoltaic | PV | IPP Non-CHP | 2 | 5 | 5 | 5 | 10 | 2016 |  |  |  | Y | [6 empty] | 180 | 20 | 6.8 |  | Y |  |  |  |  | N |  | N
64778 | Strata Manager, LLC | 61087 | Wadesboro Farm 1 | NC | Anson | 1 | OP | Solar Photovoltaic | PV | IPP Non-CHP | 2 | 5 | 5 | 5 | 3 | 2015 |  |  |  | Y | [6 empty] | 180 | 25 | 6.5 |  | Y |  |  |  |  | N |  | N
64778 | Strata Manager, LLC | 61088 | Delco Farm | NC | Columbus | 1 | OP | Solar Photovoltaic | PV | IPP Non-CHP | 2 | 5 | 5 | 5 | 6 | 2016 |  |  |  | Y | [6 empty] | 190 | 20 | 6.6 |  | Y |  |  |  |  | N |  | N
64778 | Strata Manager, LLC | 61089 | Fisher Solar Farm - NC | NC | Stanly | 1 | OP | Solar Photovoltaic | PV | IPP Non-CHP | 2 | 5 | 5 | 5 | 10 | 2015 |  |  |  | Y | [6 empty] | 180 | 20 | 6.5 |  | Y |  |  |  |  | N |  | N
64778 | Strata Manager, LLC | 61090 | Kinston Davis Farm | NC | Lenoir | 1 | OP | Solar Photovoltaic | PV | IPP Non-CHP | 2 | 5 | 5 | 5 | 3 | 2015 |  |  |  | Y | [6 empty] | 180 | 20 | 6.5 | Y | [5 empty] | N |  | N
64778 | Strata Manager, LLC | 61091 | Laurinburg Farm | NC | Scotland | 1 | OP | Solar Photovoltaic | PV | IPP Non-CHP | 2 | 5 | 5 | 5 | 12 | 2015 |  |  |  | Y | [6 empty] | 180 | 20 | 6.4 |  | Y |  |  |  |  | N |  | N
58822 | MC Power Companies Inc | 61092 | Independence Solar Farm | MO | Jackson | IPL1 | OP | Solar Photovoltaic | PV | IPP Non-CHP | 2 | 3 | 3 | 3 | 3 | 2017 |  |  |  | Y | [6 empty] | 180 | 25 | 3.6 | Y | [5 empty] | N |  | N
64778 | Strata Manager, LLC | 61093 | Mills Anson Farm | NC | Anson | 1 | OP | Solar Photovoltaic | PV | IPP Non-CHP | 2 | 5 | 5 | 5 | 6 | 2016 |  |  |  | Y | [6 empty] | 180 | 20 | 6.5 | Y | [5 empty] | N |  | N
64778 | Strata Manager, LLC | 61094 | Old Wire Farm | NC | Scotland | 1 | OP | Solar Photovoltaic | PV | IPP Non-CHP | 2 | 5 | 5 | 5 | 12 | 2016 |  |  |  | Y | [6 empty] | 180 | 20 | 7.1 |  | Y |  |  |  |  | N |  | N
64778 | Strata Manager, LLC | 61095 | Railroad Farm 2 | NC | Robeson | 1 | OP | Solar Photovoltaic | PV | IPP Non-CHP | 2 | 5 | 5 | 5 | 10 | 2014 |  |  |  | Y | [6 empty] | 186 | 20 | 6.8 |  | Y |  |  |  |  | N |  | N
64778 | Strata Manager, LLC | 61096 | Sampson Solar | NC | Sampson | 1 | OP | Solar Photovoltaic | PV | IPP Non-CHP | 2 | 2 | 2 | 2 | 7 | 2015 |  |  |  | Y | [6 empty] | 180 | 20 | 2.7 |  | Y |  |  |  |  | N |  | N
60710 | Marie's Way Solar I, LLC | 61097 | Syncarpha Freetown | MA | Bristol | SYNFR | OP | Solar Photovoltaic | PV | IPP Non-CHP | 2 | 3.9 | 3.9 | 3.9 | 11 | 2016 |  |  |  | Y | [6 empty] | 180 | 25 | 5.2 | Y | [5 empty] | N |  | Y | 5.2
56769 | Consolidated Edison Development Inc. | 61098 | Battle Mountain Solar Project | NV | Humboldt | BMSP | OP | Solar Photovoltaic | PV | IPP Non-CHP | 2 | 101 | 101 | 101 | 5 | 2021 |  | Y | [8 empty] | 358 | 0 | 122.9 | Y | [5 empty] | N |  | N
60712 | South Maui Renewable Resources LLC | 61099 | Kihei Solar Farm | HI | Maui | KIHEI | OP | Solar Photovoltaic | PV | IPP Non-CHP | 2 | 2.9 | 2.9 | 2.9 | 5 | 2018 |  |  |  | Y | [6 empty] | 10 | 12 | 3.9 | Y | [5 empty] | N |  | N
60713 | Ku'ia Solar LLC | 61101 | Ku'ia Solar | HI | Maui | KUIA | OP | Solar Photovoltaic | PV | IPP Non-CHP | 2 | 2.9 | 2.9 | 2.9 | 10 | 2018 |  |  |  | Y | [6 empty] | 45 | 14 | 3.9 | Y | [5 empty] | N |  | N
60947 | Tesla Inc. | 61104 | Pima Community College - East Campus | AZ | Pima | PV1 | OP | Solar Photovoltaic | PV | IPP Non-CHP | 2 | 1.3 | 1.3 | 1.3 | 8 | 2017 |  | Y | [8 empty] | 180 | 10 | 1.8 | Y | [5 empty] | Y | 1.8 | N
61012 | AES Distributed Energy | 61115 | Manteca Land PV | CA | San Joaquin | MANT1 | OP | Solar Photovoltaic | PV | IPP Non-CHP | 2 | 1 | 1 | 1 | 12 | 2017 |  |  |  | Y | [6 empty] | 180 | 20 | 1.3 | Y | [5 empty] | N |  | N
61012 | AES Distributed Energy | 61116 | Delano Land 1 | CA | Kern | DELA1 | OP | Solar Photovoltaic | PV | IPP Non-CHP | 2 | 1 | 1 | 1 | 12 | 2017 |  | Y |  | N | [6 empty] | 90 |  | 1.3 | Y | [5 empty] | N |  | N
61012 | AES Distributed Energy | 61117 | Bakersfield PV 1 | CA | Kern | BAKE1 | OP | Solar Photovoltaic | PV | IPP Non-CHP | 2 | 5.3 | 5.3 | 5.3 | 12 | 2017 |  | Y | [8 empty] | 90 |  | 7 | Y | [5 empty] | N |  | N
61012 | AES Distributed Energy | 61118 | Bakersfield Industrial PV 1 | CA | Kern | BIND1 | OP | Solar Photovoltaic | PV | IPP Non-CHP | 2 | 1 | 1 | 1 | 12 | 2017 |  | N |  | Y | [6 empty] | 180 | 20 | 1.5 | Y | [5 empty] | N |  | N
60731 | Quichapa 1 LLC | 61119 | Quichapa 1 | UT | Iron | W5519 | OP | Solar Photovoltaic | PV | IPP Non-CHP | 2 | 3 | 3 | 2.7 | 12 | 2016 | N | Y | [8 empty] | 170 | 59 | 3.9 | Y | [5 empty] | N |  | N
60732 | Quichapa 2 LLC | 61120 | Quichapa 2 | UT | Iron | W5520 | OP | Solar Photovoltaic | PV | IPP Non-CHP | 2 | 3 | 3 | 2.7 | 12 | 2016 |  | Y | [8 empty] | 170 | 59 | 3.9 | Y | [5 empty] | N |  | N
60733 | Quichapa 3 LLC | 61121 | Quichapa 3 | UT | Iron | W5521 | OP | Solar Photovoltaic | PV | IPP Non-CHP | 2 | 3 | 3 | 2.7 | 12 | 2016 |  | Y | [8 empty] | 170 | 59 | 3.9 | Y | [5 empty] | N |  | N
60734 | Elizabeth Mines Solar 1, LLC | 61124 | Elizabeth Mines Solar 1 | VT | Orange | EMS1 | OP | Solar Photovoltaic | PV | IPP Non-CHP | 2 | 5 | 5 | 5 | 11 | 2017 |  |  |  | Y | [6 empty] | 180 | 21 | 7 | Y | [5 empty] | N |  | N
27316 | Town of Stowe- (VT) | 61125 | Nebraska Valley Solar Farm | VT | Lamoille | NVSF | OP | Solar Photovoltaic | PV | Electric Utility | 1 | 1 | 1 | 1 | 8 | 2016 |  |  |  | Y | [6 empty] | 190 | 20 | 1.4 | Y | [5 empty] | N |  | N
63026 | Oppidum Renewables USA, LLC | 61126 | Bedford Solar | VA | Bedford | 12346 | OP | Solar Photovoltaic | PV | IPP Non-CHP | 2 | 3 | 3 | 3 | 12 | 2017 |  | Y | [8 empty] | 180 |  | 3.4 | Y | [5 empty] | N |  | N
63026 | Oppidum Renewables USA, LLC | 61127 | Gamble Solar | NC | Rutherford | 12348 | OP | Solar Photovoltaic | PV | IPP Non-CHP | 2 | 3 | 3 | 3 | 12 | 2019 |  |  |  | Y | [6 empty] | 0 | 20 | 4.5 | Y |  |  |  | N |  | N |  | N
63026 | Oppidum Renewables USA, LLC | 61128 | Salisbury Solar | NC | Rowan | 12349 | OP | Solar Photovoltaic | PV | IPP Non-CHP | 2 | 3.8 | 3.8 | 3.8 | 8 | 2018 |  |  |  | Y | [6 empty] | 180 | 20 | 5.8 | Y | [5 empty] | N |  | N
63026 | Oppidum Renewables USA, LLC | 61129 | Wadesboro Solar | NC | Anson | 12347 | OP | Solar Photovoltaic | PV | IPP Non-CHP | 2 | 5 | 5 | 5 | 12 | 2017 |  |  |  | Y | [6 empty] | 180 | 20 | 7.7 | Y | [5 empty] | N |  | N
63026 | Oppidum Renewables USA, LLC | 61131 | Tolson Solar | NC | Edgecombe | 12345 | OP | Solar Photovoltaic | PV | IPP Non-CHP | 2 | 3 | 3 | 3 | 12 | 2015 | N | Y | [8 empty] | 180 |  | 4 | Y | [5 empty] | N |  | N
60025 | Greenbacker Renewable Energy Corporation | 61134 | Phelps 158 Solar Farm | NC | Northampton | 15800 | OP | Solar Photovoltaic | PV | IPP Non-CHP | 2 | 5 | 5 | 5 | 2 | 2018 |  | Y | [8 empty] | 180 |  | 6.5 | Y | [5 empty] | N |  | N
12670 | Missouri Jnt Muni.Pwr Elec. Ut. Comm. | 61135 | Lebanon Solar Farm (MO) | MO | Laclede | LSF1 | OP | Solar Photovoltaic | PV | IPP Non-CHP | 2 | 2.5 | 2.5 | 2.5 | 9 | 2017 |  |  |  | Y | [6 empty] | 180 | 25 | 3.1 | Y | [5 empty] | N |  | N
60904 | ETCAP NES CS MN 06 LLC | 61138 | Armstrong Solar | MN | Pope | 0000A | OP | Solar Photovoltaic | PV | IPP Non-CHP | 2 | 3 | 3 | 3 | 3 | 2018 |  |  |  | Y | [6 empty] | 180 | 25 | 3.7 | Y | [5 empty] | N |  | N
62759 | National Grid Renewables | 61139 | Marmas Solar CSG | MN | Sherburne | MARM2 | OP | Solar Photovoltaic | PV | IPP Non-CHP | 2 | 1 | 1 | 1 | 4 | 2018 |  |  |  | Y | [6 empty] | 180 | 30 | 1.4 | N | Y |  |  |  |  | N |  | N
62759 | National Grid Renewables | 61139 | Marmas Solar CSG | MN | Sherburne | MARM3 | OP | Solar Photovoltaic | PV | IPP Non-CHP | 2 | 1 | 1 | 1 | 4 | 2018 |  |  |  | Y | [6 empty] | 180 | 30 | 1.4 | N | Y |  |  |  |  | N |  | N
62759 | National Grid Renewables | 61139 | Marmas Solar CSG | MN | Sherburne | MARM4 | OP | Solar Photovoltaic | PV | IPP Non-CHP | 2 | 1 | 1 | 1 | 4 | 2018 |  |  |  | Y | [6 empty] | 180 | 30 | 1.4 |  | Y |  |  |  |  | N |  | N
62759 | National Grid Renewables | 61139 | Marmas Solar CSG | MN | Sherburne | MARM5 | OP | Solar Photovoltaic | PV | IPP Non-CHP | 2 | 1 | 1 | 1 | 4 | 2018 |  |  |  | Y | [6 empty] | 180 | 30 | 1.4 |  | Y |  |  |  |  | N |  | N
61060 | Cypress Creek Renewables | 61140 | CF Novel Solar CSG Gardens Two, LLC | MN | Faribault | 0000D | OP | Solar Photovoltaic | PV | IPP Non-CHP | 2 | 1.8 | 1.8 | 1.8 | 12 | 2017 |  |  |  | Y | [6 empty] | 180 | 20 | 2.2 |  |  |  | Y |  |  | N |  | N
61060 | Cypress Creek Renewables | 61141 | CF Novel Solar CSG Gardens Eleven, LLC | MN | Blue Earth | 0000F | OP | Solar Photovoltaic | PV | IPP Non-CHP | 2 | 3 | 3 | 3 | 12 | 2017 |  |  |  | Y | [6 empty] | 180 | 20 | 3.6 |  |  |  | Y |  |  | N |  | N
62759 | National Grid Renewables | 61142 | WasecaSun | MN | Waseca | 0000H | OP | Solar Photovoltaic | PV | IPP Non-CHP | 2 | 1 | 1 | 1 | 2 | 2018 |  |  |  | Y | [6 empty] | 180 | 30 | 1.4 | Y | [5 empty] | N |  | N
62759 | National Grid Renewables | 61142 | WasecaSun | MN | Waseca | WASE2 | OP | Solar Photovoltaic | PV | IPP Non-CHP | 2 | 1 | 1 | 1 | 2 | 2018 |  |  |  | Y | [6 empty] | 180 | 30 | 1.4 | Y | [5 empty] | N |  | N
62759 | National Grid Renewables | 61142 | WasecaSun | MN | Waseca | WASE3 | OP | Solar Photovoltaic | PV | IPP Non-CHP | 2 | 1 | 1 | 1 | 2 | 2018 |  |  |  | Y | [6 empty] | 180 | 30 | 1.4 | Y | [5 empty] | N |  | N
62759 | National Grid Renewables | 61142 | WasecaSun | MN | Waseca | WASE4 | OP | Solar Photovoltaic | PV | IPP Non-CHP | 2 | 1 | 1 | 1 | 2 | 2018 |  |  |  | Y | [6 empty] | 180 | 30 | 1.4 | Y | [5 empty] | N |  | N
62759 | National Grid Renewables | 61142 | WasecaSun | MN | Waseca | WASE5 | OP | Solar Photovoltaic | PV | IPP Non-CHP | 2 | 1 | 1 | 1 | 2 | 2018 |  |  |  | Y | [6 empty] | 180 | 30 | 1.4 | Y | [5 empty] | N |  | N
60947 | Tesla Inc. | 61152 | Intel Folsom Phase 3 | CA | Sacramento | PV1 | OP | Solar Photovoltaic | PV | IPP Non-CHP | 2 | 5.2 | 5.2 | 5.2 | 4 | 2016 |  | Y | [8 empty] | 272 | 5 | 6.5 | Y | [5 empty] | Y | 6.5 | N
60865 | CD Global Solar Holdings, LLC | 61156 | St. Pauls Solar 2 | NC | Robeson | STPAU | OP | Solar Photovoltaic | PV | IPP Non-CHP | 2 | 5 | 5 | 5 | 8 | 2017 |  | N |  | Y | [6 empty] | 180 | 20 | 7 | Y | [5 empty] | N |  | N
60865 | CD Global Solar Holdings, LLC | 61157 | Boaz Farm Solar | NC | Lee | BOAZF | OP | Solar Photovoltaic | PV | IPP Non-CHP | 2 | 5 | 5 | 5 | 9 | 2017 |  |  |  | Y | [6 empty] | 180 | 20 | 6.9 | Y | [5 empty] | N |  | N
60865 | CD Global Solar Holdings, LLC | 61158 | Bizzell Church Solar 2 | NC | Johnston | BIZZE | OP | Solar Photovoltaic | PV | IPP Non-CHP | 2 | 5 | 5 | 5 | 8 | 2017 |  |  |  | Y | [6 empty] | 180 | 20 | 7 | Y | [5 empty] | N |  | N
60777 | Mill Solar 1 LLC | 61160 | MILL SOLAR 1 | NC | Iredell | MILL1 | OS | Solar Photovoltaic | PV | IPP Non-CHP | 2 | 1.4 | 1.4 | 1.4 | 12 | 2015 |  |  |  | Y | [6 empty] | 45 | 5 | 1.5 | Y | [5 empty] | N |  | N
60752 | RB Manufacturing LLC | 61162 | RB Manufacturing LLC Belle Mead NJ | NJ | Somerset | RBBM | OS | Solar Photovoltaic | PV | Industrial Non-CHP | 6 | 1.5 | 1.4 | 0.8 | 6 | 2016 |  |  |  | Y | [6 empty] | 197.6 | 5 | 1.9 | Y | [5 empty] | Y | 1.9 | N
60792 | BCC Solar III, LLC | 61163 | Onset East Community Solar Facility | MA | Plymouth | ONSE | OP | Solar Photovoltaic | PV | IPP Non-CHP | 2 | 1 | 1 | 1 | 4 | 2016 |  |  |  | Y | [6 empty] | 180 | 25 | 1.4 | Y | [5 empty] | N |  | Y | 1.4
60792 | BCC Solar III, LLC | 61164 | Onset West Community Solar Facility | MA | Plymouth | ONSW | OP | Solar Photovoltaic | PV | IPP Non-CHP | 2 | 1 | 1 | 1 | 4 | 2016 |  |  |  | Y | [6 empty] | 180 | 25 | 1.4 | Y | [5 empty] | N |  | Y | 1.4
61724 | New Mexico Renewable Development LLC | 61165 | Columbus Solar Project | NM | Luna | 88029 | OP | Solar Photovoltaic | PV | IPP Non-CHP | 2 | 1.9 | 1.9 | 1.9 | 12 | 2017 |  | Y |  | N | [6 empty] | 180 | 52 | 2.3 | Y | [5 empty] | N |  | N
60793 | EE Waianae Solar Project LLC | 61172 | EE Waianae Solar Project | HI | Honolulu | WAIAN | OP | Solar Photovoltaic | PV | IPP Non-CHP | 2 | 28.3 | 27.6 | 27.6 | 1 | 2017 |  | Y | [8 empty] | 0 | 0 | 40.3 | Y | [5 empty] | N |  | N
57389 | IKEA Property Inc | 61173 | IKEA Miami 327 | FL | Miami Dade | PV | OP | Solar Photovoltaic | PV | Commercial Non-CHP | 4 | 1 | 1 | 1 | 9 | 2015 |  |  |  | Y | [6 empty] | 180 | 12 | 1.2 | Y | [5 empty] | N |  | N
60822 | Taurus Community Solar | 61174 | Taurus Community Solar | MN | Chippewa | ETCS1 | OP | Solar Photovoltaic | PV | IPP Non-CHP | 2 | 1 | 0.9 | 0.9 | 5 | 2018 |  | Y | [8 empty] | 90 |  | 1.3 |  | Y |  |  |  |  | N |  | Y | 0.9
60822 | Taurus Community Solar | 61174 | Taurus Community Solar | MN | Chippewa | ETCS2 | OP | Solar Photovoltaic | PV | IPP Non-CHP | 2 | 1 | 0.9 | 0.9 | 5 | 2018 |  | Y | [8 empty] | 90 |  | 1.3 |  | Y |  |  |  |  | N |  | Y | 0.9
60822 | Taurus Community Solar | 61174 | Taurus Community Solar | MN | Chippewa | ETCS3 | OP | Solar Photovoltaic | PV | IPP Non-CHP | 2 | 1 | 0.9 | 0.9 | 3 | 2018 |  | Y | [8 empty] | 90 |  | 1.3 |  | Y |  |  |  |  | N |  | Y | 0.9
60822 | Taurus Community Solar | 61174 | Taurus Community Solar | MN | Chippewa | ETCS4 | OP | Solar Photovoltaic | PV | IPP Non-CHP | 2 | 1 | 0.9 | 0.9 | 3 | 2018 |  | Y | [8 empty] | 90 |  | 1.3 |  | Y |  |  |  |  | N |  | Y | 0.9
60823 | Pegasus Community Solar | 61175 | Pegasus Community Solar | MN | Stearns | CPCS1 | OP | Solar Photovoltaic | PV | IPP Non-CHP | 2 | 1 | 0.9 | 0.9 | 8 | 2017 |  |  |  | Y | N | [5 empty] | 185 | 35 | 1.3 |  | Y |  |  |  |  | N |  | Y | 1.3
60823 | Pegasus Community Solar | 61175 | Pegasus Community Solar | MN | Stearns | CPCS2 | OP | Solar Photovoltaic | PV | IPP Non-CHP | 2 | 1 | 0.9 | 0.9 | 8 | 2017 |  |  |  | Y | [6 empty] | 185 | 35 | 1.3 |  | Y |  |  |  |  | N |  | Y | 1.3
60824 | Antares Community Solar | 61176 | Antares Community Solar | MN | Lyon | FACS1 | OP | Solar Photovoltaic | PV | IPP Non-CHP | 2 | 1 | 0.9 | 0.9 | 6 | 2018 |  | Y | [8 empty] | 90 |  | 1.3 |  | Y |  |  |  |  | N |  | Y | 0.9
60824 | Antares Community Solar | 61176 | Antares Community Solar | MN | Lyon | FACS2 | OP | Solar Photovoltaic | PV | IPP Non-CHP | 2 | 1 | 0.9 | 0.9 | 6 | 2018 |  | Y | [8 empty] | 90 |  | 1.3 |  | Y |  |  |  |  | N |  | Y | 0.9
60824 | Antares Community Solar | 61176 | Antares Community Solar | MN | Lyon | FACS3 | OP | Solar Photovoltaic | PV | IPP Non-CHP | 2 | 1 | 0.9 | 0.9 | 6 | 2018 |  | Y | [8 empty] | 90 |  | 1.3 |  | Y |  |  |  |  | N |  | Y | 0.9
60825 | Corvus Community Solar | 61177 | Corvus Community Solar | MN | Blue Earth | GCCS1 | OP | Solar Photovoltaic | PV | IPP Non-CHP | 2 | 1 | 0.9 | 0.9 | 10 | 2018 |  |  |  | Y | [6 empty] | 180 | 35 | 1.3 |  | Y |  |  |  |  | N |  | Y | 0.9
60825 | Corvus Community Solar | 61177 | Corvus Community Solar | MN | Blue Earth | GCCS2 | OP | Solar Photovoltaic | PV | IPP Non-CHP | 2 | 1 | 0.9 | 0.9 | 10 | 2018 |  |  |  | Y | [6 empty] | 180 | 35 | 1.3 |  | Y |  |  |  |  | N |  | Y | 0.9
60825 | Corvus Community Solar | 61177 | Corvus Community Solar | MN | Blue Earth | GCCS3 | OP | Solar Photovoltaic | PV | IPP Non-CHP | 2 | 1 | 0.9 | 0.9 | 10 | 2018 |  |  |  | Y | [6 empty] | 180 | 35 | 1.3 |  | Y |  |  |  |  | N |  | Y | 0.9
60825 | Corvus Community Solar | 61177 | Corvus Community Solar | MN | Blue Earth | GCCS4 | OP | Solar Photovoltaic | PV | IPP Non-CHP | 2 | 1 | 0.9 | 0.9 | 10 | 2018 |  |  |  | Y | [6 empty] | 180 | 35 | 1.3 |  | Y |  |  |  |  | N |  | Y | 0.9
60825 | Corvus Community Solar | 61177 | Corvus Community Solar | MN | Blue Earth | GCCS5 | OP | Solar Photovoltaic | PV | IPP Non-CHP | 2 | 1 | 0.9 | 0.9 | 10 | 2018 |  |  |  | Y | [6 empty] | 180 | 35 | 1.3 |  | Y |  |  |  |  | N |  | Y | 0.9
60826 | Capella Community Solar | 61178 | Capella Community Solar | MN | Pipestone | HCCS1 | OP | Solar Photovoltaic | PV | IPP Non-CHP | 2 | 1 | 0.9 | 0.9 | 10 | 2017 |  |  |  | Y | [6 empty] | 185 | 35 | 1.3 |  | Y |  |  |  |  | N |  | Y | 1.3
60826 | Capella Community Solar | 61178 | Capella Community Solar | MN | Pipestone | HCCS2 | OP | Solar Photovoltaic | PV | IPP Non-CHP | 2 | 1 | 0.9 | 0.9 | 10 | 2017 |  |  |  | Y | [6 empty] | 185 | 35 | 1.3 |  | Y |  |  |  |  | N |  | Y | 1.3
60826 | Capella Community Solar | 61178 | Capella Community Solar | MN | Pipestone | HCCS3 | OP | Solar Photovoltaic | PV | IPP Non-CHP | 2 | 1 | 0.9 | 0.9 | 10 | 2017 |  |  |  | Y | [6 empty] | 185 | 35 | 1.3 |  | Y |  |  |  |  | N |  | Y | 1.3
60826 | Capella Community Solar | 61178 | Capella Community Solar | MN | Pipestone | HCCS4 | OP | Solar Photovoltaic | PV | IPP Non-CHP | 2 | 1 | 0.9 | 0.9 | 10 | 2017 |  |  |  | Y | [6 empty] | 185 | 35 | 1.3 |  | Y |  |  |  |  | N |  | Y | 1.3
60826 | Capella Community Solar | 61178 | Capella Community Solar | MN | Pipestone | HCCS5 | OP | Solar Photovoltaic | PV | IPP Non-CHP | 2 | 1 | 0.9 | 0.9 | 10 | 2017 |  |  |  | Y | [6 empty] | 185 | 35 | 1.3 |  | Y |  |  |  |  | N |  | Y | 1.3
60827 | Carina Community Solar | 61179 | Carina Community Solar | MN | Wabasha | JCCS1 | OP | Solar Photovoltaic | PV | IPP Non-CHP | 2 | 1 | 0.9 | 0.9 | 2 | 2018 |  |  |  | Y | [6 empty] | 180 | 35 | 1.3 |  | Y |  |  |  |  | N |  | Y | 1.3
60827 | Carina Community Solar | 61179 | Carina Community Solar | MN | Wabasha | JCCS2 | OP | Solar Photovoltaic | PV | IPP Non-CHP | 2 | 1 | 0.9 | 0.9 | 2 | 2018 |  |  |  | Y | [6 empty] | 180 | 35 | 1.3 |  | Y |  |  |  |  | N |  | Y | 1.3
60827 | Carina Community Solar | 61179 | Carina Community Solar | MN | Wabasha | JCCS3 | OP | Solar Photovoltaic | PV | IPP Non-CHP | 2 | 1 | 0.9 | 0.9 | 2 | 2018 |  |  |  | Y | [6 empty] | 180 | 35 | 1.3 |  | Y |  |  |  |  | N |  | Y | 1.3
60827 | Carina Community Solar | 61179 | Carina Community Solar | MN | Wabasha | JCCS4 | OP | Solar Photovoltaic | PV | IPP Non-CHP | 2 | 1 | 0.9 | 0.9 | 2 | 2018 |  |  |  | Y | [6 empty] | 180 | 35 | 1.3 |  | Y |  |  |  |  | N |  | Y | 1.3
60829 | Caelum Community Solar | 61180 | Caelum Community Solar | MN | Benton | PCCS1 | OP | Solar Photovoltaic | PV | IPP Non-CHP | 2 | 1 | 0.9 | 0.9 | 10 | 2017 |  |  |  | Y | [6 empty] | 185 | 35 | 1.3 |  | Y |  |  |  |  | N |  | Y | 1
60829 | Caelum Community Solar | 61180 | Caelum Community Solar | MN | Benton | PCCS2 | OP | Solar Photovoltaic | PV | IPP Non-CHP | 2 | 1 | 0.9 | 0.9 | 10 | 2017 |  |  |  | Y | [6 empty] | 185 | 35.8 | 1.3 |  | Y |  |  |  |  | N |  | Y | 1
60828 | Andromeda Community Solar | 61181 | Andromeda Community Solar | MN | McLeod | OACS1 | OP | Solar Photovoltaic | PV | IPP Non-CHP | 2 | 1 | 0.9 | 0.9 | 10 | 2017 |  |  |  | Y | [6 empty] | 185 | 35 | 1.3 |  | Y |  |  |  |  | N |  | Y | 1.3
60828 | Andromeda Community Solar | 61181 | Andromeda Community Solar | MN | McLeod | OACS2 | OP | Solar Photovoltaic | PV | IPP Non-CHP | 2 | 1 | 0.9 | 0.9 | 10 | 2017 |  |  |  | Y | [6 empty] | 185 | 35 | 1.3 |  | Y |  |  |  |  | N |  | Y | 1.3
60828 | Andromeda Community Solar | 61181 | Andromeda Community Solar | MN | McLeod | OACS3 | OP | Solar Photovoltaic | PV | IPP Non-CHP | 2 | 1 | 0.9 | 0.9 | 10 | 2017 |  |  |  | Y | [6 empty] | 185 | 35 | 1.3 |  | Y |  |  |  |  | N |  | Y | 1.3
60828 | Andromeda Community Solar | 61181 | Andromeda Community Solar | MN | McLeod | OACS4 | OP | Solar Photovoltaic | PV | IPP Non-CHP | 2 | 1 | 0.9 | 0.9 | 10 | 2017 |  |  |  | Y | [6 empty] | 185 | 35 | 1.3 |  | Y |  |  |  |  | N |  | Y | 1.3
60828 | Andromeda Community Solar | 61181 | Andromeda Community Solar | MN | McLeod | OACS5 | OP | Solar Photovoltaic | PV | IPP Non-CHP | 2 | 1 | 0.9 | 0.9 | 10 | 2017 |  |  |  | Y | [6 empty] | 35 | 35 | 1.3 |  | Y |  |  |  |  | N |  | Y | 1.3
60830 | Lyra Community Solar | 61182 | Lyra Community Solar | MN | Le Sueur | RLCS1 | OP | Solar Photovoltaic | PV | IPP Non-CHP | 2 | 1 | 0.9 | 0.9 | 2 | 2018 |  |  |  | Y | [6 empty] | 180 | 35 | 1.3 |  | Y |  |  |  |  | N |  | Y | 0.9
60830 | Lyra Community Solar | 61182 | Lyra Community Solar | MN | Le Sueur | RLCS2 | OP | Solar Photovoltaic | PV | IPP Non-CHP | 2 | 1 | 0.9 | 0.9 | 2 | 2018 |  |  |  | Y | [6 empty] | 180 | 35 | 1.3 |  | Y |  |  |  |  | N |  | Y | 0.9
60830 | Lyra Community Solar | 61182 | Lyra Community Solar | MN | Le Sueur | RLCS3 | OP | Solar Photovoltaic | PV | IPP Non-CHP | 2 | 1 | 0.9 | 0.9 | 2 | 2018 |  |  |  | Y | [6 empty] | 180 | 35 | 1.3 |  | Y |  |  |  |  | N |  | Y | 0.9
60831 | Argo Navis Community Solar | 61183 | Argo Navis Community Solar | MN | Washington | UACS1 | OP | Solar Photovoltaic | PV | IPP Non-CHP | 2 | 1 | 0.9 | 0.9 | 3 | 2018 |  |  |  | Y | [6 empty] | 180 | 35 | 1.3 |  | Y |  |  |  |  | N |  | Y | 0.9
60831 | Argo Navis Community Solar | 61183 | Argo Navis Community Solar | MN | Washington | UACS2 | OP | Solar Photovoltaic | PV | IPP Non-CHP | 2 | 1 | 0.9 | 0.9 | 5 | 2018 |  |  |  | Y | [6 empty] | 180 | 35 | 1.3 |  | Y |  |  |  |  | N |  | Y | 0.9
60831 | Argo Navis Community Solar | 61183 | Argo Navis Community Solar | MN | Washington | UACS3 | OP | Solar Photovoltaic | PV | IPP Non-CHP | 2 | 1 | 0.9 | 0.9 | 7 | 2018 |  |  |  | Y | [6 empty] | 180 | 35 | 1.3 |  | Y |  |  |  |  | N |  | Y | 0.9
63249 | Terraform Arcadia | 61185 | Pfeffers | MD | Baltimore | SO147 | OP | Solar Photovoltaic | PV | IPP Non-CHP | 2 | 1 | 1 | 1 | 5 | 2016 |  | Y | [8 empty] | 180 | 25 | 1.5 | Y | [5 empty] | Y | 1.5 | N
60818 | J.T. Hobby and Son, Inc. | 61187 | Century Drive Solar Farm | NC | Wake | CENT1 | OP | Solar Photovoltaic | PV | IPP Non-CHP | 2 | 1 | 1 | 1 | 4 | 2014 |  |  |  | Y | [5 empty] | N | 180 | 20 | 1.3 | Y | [5 empty] | N |  | N
57389 | IKEA Property Inc | 61192 | IKEA Joliet Rooftop PV System | IL | Will | PV | OP | Solar Photovoltaic | PV | Commercial Non-CHP | 4 | 2 | 2 | 2 | 12 | 2017 |  |  |  | Y | [6 empty] | 180 | 10 | 2.8 | Y | [5 empty] | N |  | N
57389 | IKEA Property Inc | 61193 | IKEA Las Vegas 462 | NV | Clark | PV | OP | Solar Photovoltaic | PV | Commercial Non-CHP | 4 | 1 | 1 | 1 | 5 | 2016 |  |  |  | Y | [6 empty] | 180 | 10 | 1.1 | Y | [5 empty] | N |  | N
60841 | Barker Solar, LLC | 61194 | Barker Solar, LLC | NC | Robeson | BARK | OP | Solar Photovoltaic | PV | IPP Non-CHP | 2 | 5 | 5 | 5 | 12 | 2017 |  | N |  | Y | [6 empty] | 180 | 20 | 6.6 | Y | [5 empty] | N |  | N
60845 | 231 Dixon 74 Solar I, LLC | 61195 | 231 Dixon 74 Solar I, LLC | NC | Cleveland | DIXON | OP | Solar Photovoltaic | PV | IPP Non-CHP | 2 | 2 | 2 | 2 | 8 | 2017 |  | N |  | Y | [6 empty] | 180 | 20 | 2.8 | Y | [5 empty] | N |  | N
60843 | Mill Pond Solar Farm, LLC | 61196 | Mill Pond Solar Farm, LLC | NC | Columbus | MILLL | OP | Solar Photovoltaic | PV | IPP Non-CHP | 2 | 5 | 5 | 5 | 10 | 2017 |  | N |  | Y | [6 empty] | 180 | 20 | 7.1 | Y | [5 empty] | N |  | N
60812 | Merck - Upper Gwynedd Solar Array | 61198 | Merck - Upper Gwynedd Solar Array | PA | Montgomery | SA-1 | OP | Solar Photovoltaic | PV | Commercial Non-CHP | 4 | 1.5 | 1.5 | 1.5 | 1 | 2011 |  |  |  | Y | [6 empty] | 225 | 10 | 1.6 | Y | [5 empty] | N |  | N
60520 | SoCore Energy LLC | 61199 | T0588 Phoenix - AZ | AZ | Maricopa | PV1 | OP | Solar Photovoltaic | PV | IPP Non-CHP | 2 | 1.2 | 1.2 | 1.2 | 5 | 2017 |  |  |  | Y | [6 empty] | 180 | 10 | 1.7 | Y | [5 empty] | N |  | N
63757 | OR Solar 2, LLC | 61200 | OR Solar 2, LLC | OR | Jackson | ORSR2 | OP | Solar Photovoltaic | PV | IPP Non-CHP | 2 | 10 | 10 | 10 | 10 | 2020 |  | Y | [8 empty] | 180 | 60 | 12.8 | Y | [5 empty] | N |  | N
59462 | Heelstone Energy Holdings, LLC | 61201 | OR Solar 3, LLC | OR | Klamath | ORSR3 | OP | Solar Photovoltaic | PV | IPP Non-CHP | 2 | 10 | 10 | 10 | 12 | 2017 |  | Y | [8 empty] | 0 | 0 | 13.2 | Y | [5 empty] | N |  | N
63447 | Imperial Valley Solar 3, LLC | 61202 | Mount Signal Solar Farm V | CA | Imperial | MTSG3 | OP | Solar Photovoltaic | PV | IPP Non-CHP | 2 | 252.3 | 252.3 | 252.3 | 11 | 2018 |  | Y | [8 empty] | 180 |  | 328.1 |  | Y |  |  |  |  | N |  | N
60520 | SoCore Energy LLC | 61203 | Lahr 1, LLC | MN | Stearns | PV1 | OP | Solar Photovoltaic | PV | IPP Non-CHP | 2 | 5 | 5 | 5 | 1 | 2018 |  |  |  | Y | [6 empty] | 180 | 10 | 7.1 | Y | [5 empty] | N |  | N
60520 | SoCore Energy LLC | 61205 | Bandera Electric Coop PV | TX | Real | PV1 | OP | Solar Photovoltaic | PV | IPP Non-CHP | 2 | 1.5 | 1.5 | 1.5 | 2 | 2017 |  | Y | [8 empty] | 180 |  | 2 | Y | [5 empty] | N |  | N
60584 | Onyx Asset Services Group | 61206 | Onyx - Allen Harim | DE | Sussex | 10021 | OP | Solar Photovoltaic | PV | IPP Non-CHP | 2 | 1.2 | 1.2 | 1.2 | 4 | 2017 |  |  |  | Y | [6 empty] | 180 | 25 | 1.6 | Y | [5 empty] | Y | 1.6 | N
63258 | Arcadia Solar, LLC | 61208 | Gulfport Naval Base CSG PV System | MS | Harrison | PV1 | OP | Solar Photovoltaic | PV | IPP Non-CHP | 2 | 3.5 | 3.5 | 3.5 | 5 | 2017 |  | Y | [8 empty] | 135 | 15 | 4.2 | Y | [5 empty] | Y | 3.5 | N
60947 | Tesla Inc. | 61209 | Sacramento Regional County Sanitation PV | CA | Sacramento | PV1 | OP | Solar Photovoltaic | PV | IPP Non-CHP | 2 | 3.5 | 3.5 | 3.5 | 12 | 2017 |  | Y | [8 empty] | 0 | 0 | 4.2 | Y | [5 empty] | Y | 4.2 | N
60833 | Finger Lakes Solar I, LLC | 61210 | Finger Lakes Solar I | NY | Ontario | FLS1 | OP | Solar Photovoltaic | PV | IPP Non-CHP | 2 | 1.9 | 2 | 2 | 11 | 2016 |  |  |  | Y | [6 empty] | 180 | 25 | 2.9 | Y | [5 empty] | N |  | Y | 2.9
57389 | IKEA Property Inc | 61211 | IKEA Memphis 508 | TN | Shelby | PV | OP | Solar Photovoltaic | PV | Commercial Non-CHP | 4 | 1.1 | 1.1 | 1.1 | 12 | 2016 |  |  |  | Y | [6 empty] | 180 | 12 | 1.4 | Y | [5 empty] | N |  | N
61012 | AES Distributed Energy | 61215 | Green Beanworks C PV | CA | Los Angeles | GBWXC | OP | Solar Photovoltaic | PV | IPP Non-CHP | 2 | 3 | 3 | 3 | 8 | 2018 |  | Y | [8 empty] | 180 |  | 3.7 | Y | [5 empty] | N |  | N
61012 | AES Distributed Energy | 61216 | Green Beanworks D PV | CA | Los Angeles | GBWXD | OP | Solar Photovoltaic | PV | IPP Non-CHP | 2 | 3 | 3 | 3 | 8 | 2018 |  | Y | [8 empty] | 180 | 0 | 3.7 | Y | [5 empty] | N |  | N
60860 | Broadridge Solar, LLC | 61218 | Broadridge Solar, LLC | NC | Robeson | BROAD | OP | Solar Photovoltaic | PV | IPP Non-CHP | 2 | 5 | 5 | 5 | 12 | 2017 |  | N |  | Y | [6 empty] | 180 | 20 | 7.1 | Y | [5 empty] | N |  | N
60861 | Kelly Solar, LLC | 61219 | Kelly Solar, LLC | NC | Vance | KELLY | OP | Solar Photovoltaic | PV | IPP Non-CHP | 2 | 5 | 5 | 5 | 7 | 2018 |  | N |  | Y | [6 empty] | 180 | 20 | 6.9 | Y | [5 empty] | N |  | N
64778 | Strata Manager, LLC | 61220 | Spencer Farm, LLC | NC | Rowan | 1 | OP | Solar Photovoltaic | PV | IPP Non-CHP | 2 | 5 | 5 | 3 | 4 | 2017 |  |  |  | Y | [6 empty] | 190 | 20 | 6.5 |  | Y |  |  |  |  | N |  | N
12670 | Missouri Jnt Muni.Pwr Elec. Ut. Comm. | 61223 | Chillicothe Solar Farm | MO | Livingston | CHSF1 | OP | Solar Photovoltaic | PV | IPP Non-CHP | 2 | 2.5 | 2.5 | 2.5 | 7 | 2017 |  |  |  | Y | [6 empty] | 180 | 25 | 3.3 | Y | [5 empty] | N |  | N
59254 | NuGen Capital Management | 61224 | 350 Clark Solar, NG, LLC | NJ | Morris | 5400 | OP | Solar Photovoltaic | PV | IPP Non-CHP | 2 | 1.8 | 1.8 | 0.6 | 4 | 2011 |  |  |  | Y | [6 empty] | 180 | 25 | 1.8 | Y | [5 empty] | Y | 1.8 | N
59254 | NuGen Capital Management | 61237 | 433 Purchase Solar NG, LLC | MA | Bristol | 5402 | OP | Solar Photovoltaic | PV | IPP Non-CHP | 2 | 2.8 | 2.8 | 0.5 | 4 | 2012 |  |  |  | Y | [6 empty] | 180 | 25 | 3.1 | Y | [5 empty] | N |  | Y | 2.5
59254 | NuGen Capital Management | 61243 | Old Wardour Solar | MA | Worcester | 5406 | OP | Solar Photovoltaic | PV | IPP Non-CHP | 2 | 5.5 | 4.3 | 1.7 | 1 | 2016 |  |  |  | Y | [6 empty] | 180 | 25 | 6 | Y | [5 empty] | Y | 6 | N
59254 | NuGen Capital Management | 61244 | Shuman Solar | MA | Norfolk | 5404 | OP | Solar Photovoltaic | PV | IPP Non-CHP | 2 | 2.2 | 2.2 | 2.2 | 4 | 2016 |  |  |  | Y | [6 empty] | 180 | 25 | 2.5 | Y | [5 empty] | Y | 2.5 | N
59254 | NuGen Capital Management | 61245 | Vuelta Solar | MA | Worcester | 5405 | OP | Solar Photovoltaic | PV | IPP Non-CHP | 2 | 5.5 | 4.7 | 1.7 | 1 | 2016 |  | N |  | Y | [6 empty] | 180 | 25 | 6 | Y | [5 empty] | Y | 6 | N
60862 | ACE-Stanton, LLC | 61246 | ACE-Stanton PV | FL | Orange | ASLF1 | OP | Solar Photovoltaic | PV | IPP Non-CHP | 2 | 4.8 | 4.8 | 4.8 | 9 | 2017 |  |  |  | Y | [6 empty] | 180 | 10 | 6.8 | Y | [5 empty] | N |  | N
60863 | ACE-Stanton A, LLC | 61247 | ACE-Stanton A PV | FL | Orange | ASA1 | OP | Solar Photovoltaic | PV | IPP Non-CHP | 2 | 4.1 | 4.1 | 4.1 | 9 | 2017 |  |  |  | Y | [6 empty] | 180 | 10 | 5.7 | Y | [5 empty] | N |  | N
60864 | Glopak Corporation | 61248 | Glopak Solar PV Power Plant | NJ | Middlesex | INV1R | OP | Solar Photovoltaic | PV | Industrial Non-CHP | 6 | 0.5 | 0.5 | 0.5 | 8 | 2011 | Y | [11 empty] | 0.5 | Y | [5 empty] | N |  | N
60864 | Glopak Corporation | 61248 | Glopak Solar PV Power Plant | NJ | Middlesex | INV2G | OP | Solar Photovoltaic | PV | Industrial Non-CHP | 6 | 0.5 | 0.5 | 0.5 | 6 | 2012 | Y | [11 empty] | 0.5 | Y | [5 empty] | N |  | N
60991 | Westmont Solar, LLC | 61249 | Westmont 300A | CA | Los Angeles | W5531 | OP | Solar Photovoltaic | PV | IPP Non-CHP | 2 | 2.9 | 2.9 | 2.9 | 3 | 2017 |  |  |  | Y | [6 empty] | 180 | 10 | 3.4 | Y | [5 empty] | N |  | N
60950 | USPS LA Solar FiT A & B | 61250 | USPS PV | CA | Los Angeles | USPS1 | OP | Solar Photovoltaic | PV | Electric Utility | 1 | 7.4 | 7.4 | 7.4 | 7 | 2017 |  |  |  | Y | [6 empty] | 225 | 10 | 8.1 | Y | [5 empty] | N |  | N
60865 | CD Global Solar Holdings, LLC | 61255 | Haywood Farm Solar, LLC | NC | Montgomery | HAY02 | OP | Solar Photovoltaic | PV | IPP Non-CHP | 2 | 4.9 | 4.9 | 4.9 | 9 | 2017 |  | Y | [8 empty] | 180 | 25 | 6.9 | Y | [5 empty] | N |  | N
60865 | CD Global Solar Holdings, LLC | 61256 | Hood Farm Solar, LLC | NC | Jones | HOF05 | OP | Solar Photovoltaic | PV | IPP Non-CHP | 2 | 4.9 | 4.9 | 4.9 | 9 | 2017 |  |  |  | Y | [6 empty] | 180 | 20 | 7 | Y | [5 empty] | N |  | N
60865 | CD Global Solar Holdings, LLC | 61257 | ZV Solar 2, LLC | NC | Robeson | ZV204 | OP | Solar Photovoltaic | PV | IPP Non-CHP | 2 | 4.9 | 4.9 | 4.9 | 8 | 2017 |  |  |  | Y | [6 empty] | 180 | 20 | 7 | Y | [5 empty] | N |  | N
60865 | CD Global Solar Holdings, LLC | 61258 | Innovative Solar 35, LLC | NC | Duplin | ISS35 | OP | Solar Photovoltaic | PV | IPP Non-CHP | 2 | 1.9 | 1.9 | 1.9 | 2 | 2017 |  |  |  | Y | [6 empty] | 180 | 25 | 2.8 | Y | [5 empty] | N |  | N
60865 | CD Global Solar Holdings, LLC | 61259 | Innovative Solar 59, LLC | NC | Nash | ISS59 | OP | Solar Photovoltaic | PV | IPP Non-CHP | 2 | 1.9 | 1.9 | 1.9 | 2 | 2017 |  |  |  | Y | [6 empty] | 180 | 25 | 2.8 | Y | [5 empty] | N |  | N
60865 | CD Global Solar Holdings, LLC | 61260 | Innovative Solar 60, LLC | NC | Nash | ISS60 | OP | Solar Photovoltaic | PV | IPP Non-CHP | 2 | 1.9 | 1.9 | 1.9 | 2 | 2017 |  | N |  | Y | [6 empty] | 180 | 25 | 2.8 | Y | [5 empty] | N |  | N
60871 | Stuttgart Solar, LLC | 61262 | Stuttgart Solar | AR | Arkansas | STGRT | OP | Solar Photovoltaic | PV | IPP Non-CHP | 2 | 81 | 81 | 81 | 1 | 2018 |  |  |  | Y | [6 empty] | 180 | 14 | 125.6 | Y | [5 empty] | N |  | N
61012 | AES Distributed Energy | 61264 | Antelope Expansion 2 | CA | Los Angeles | ANTX2 | OP | Solar Photovoltaic | PV | IPP Non-CHP | 2 | 105 | 105 | 105 | 12 | 2018 |  | Y | [8 empty] | 180 | 0 | 130 | Y | [5 empty] | N |  | N
61012 | AES Distributed Energy | 61265 | Antelope DSR 3 | CA | Los Angeles | ADSR3 | OP | Solar Photovoltaic | PV | IPP Non-CHP | 2 | 20 | 20 | 20 | 9 | 2019 |  | Y | [8 empty] | 0 | 0 | 25 | Y | [5 empty] | N |  | N
60879 | NGI-Kayenta Solar Lessor I, LLC | 61268 | Kayenta Solar Project | AZ | Navajo | PV1 | OP | Solar Photovoltaic | PV | IPP Non-CHP | 2 | 27.3 | 27.3 | 27.3 | 5 | 2017 |  | Y | [8 empty] | 90 | 50 | 37.6 | Y | [5 empty] | N |  | N
60879 | NGI-Kayenta Solar Lessor I, LLC | 61268 | Kayenta Solar Project | AZ | Navajo | PV2 | OP | Solar Photovoltaic | PV | IPP Non-CHP | 2 | 28 | 28 | 28 | 8 | 2019 |  | Y | [8 empty] | 90 | 50 | 38.7 | Y | [5 empty] | N |  | N
60880 | The Biltmore Company | 61271 | Biltmore Solar Fields | NC | Buncombe | 18950 | OP | Solar Photovoltaic | PV | IPP Non-CHP | 2 | 1.5 | 1.5 | 1.5 | 1 | 2012 |  |  |  | Y | [6 empty] | 180 | 30 | 1.7 | Y | [5 empty] | N |  | N
60886 | Gray Hawk Solar, LLC | 61272 | Gray Hawk Solar | AZ | Mohave | GHS | OP | Solar Photovoltaic | PV | IPP Non-CHP | 2 | 55 | 55 | 55 | 6 | 2018 |  | Y | [8 empty] | 0 | 0 | 64.5 | Y | [5 empty] | N |  | N
60888 | GCL New Energy, Inc. | 61274 | Wilson Solar Farm 1 | NC | Wilson | WISL1 | OP | Solar Photovoltaic | PV | IPP Non-CHP | 2 | 3.4 | 3.3 | 2 | 4 | 2017 |  |  |  | Y | [6 empty] | 180 | 20 | 4.3 | Y | [5 empty] | N |  | N
60888 | GCL New Energy, Inc. | 61275 | Wilson Solar Farm 2 | NC | Wilson | WILS2 | OP | Solar Photovoltaic | PV | IPP Non-CHP | 2 | 5 | 3.8 | 3.7 | 2 | 2017 |  |  |  | Y | [6 empty] | 180 | 20 | 6.1 | Y | [5 empty] | N |  | N
60888 | GCL New Energy, Inc. | 61276 | Wilson Solar Farm 3 | NC | Wilson | WILS3 | OP | Solar Photovoltaic | PV | IPP Non-CHP | 2 | 10 | 9 | 8.1 | 4 | 2017 |  |  |  | Y | [6 empty] | 180 | 20 | 11.7 | Y | [5 empty] | N |  | N
60888 | GCL New Energy, Inc. | 61277 | Wilson Solar Farm 4 | NC | Wilson | WILS4 | OP | Solar Photovoltaic | PV | IPP Non-CHP | 2 | 10 | 9 | 8.1 | 4 | 2017 |  |  |  | Y | [6 empty] | 180 | 20 | 12.1 | Y | [5 empty] | N |  | N
60888 | GCL New Energy, Inc. | 61278 | Wilson Solar Farm 5 | NC | Wilson | WILS5 | OP | Solar Photovoltaic | PV | IPP Non-CHP | 2 | 10 | 9.5 | 6.7 | 5 | 2017 |  |  |  | Y | [6 empty] | 180 | 20 | 12.1 | Y | [5 empty] | N |  | N
60888 | GCL New Energy, Inc. | 61279 | Wilson Solar Farm 6 | NC | Wilson | WILS6 | OP | Solar Photovoltaic | PV | IPP Non-CHP | 2 | 10 | 9.7 | 7.2 | 5 | 2017 |  |  |  | Y | [6 empty] | 180 | 20 | 12.7 | Y | [5 empty] | N |  | N
60888 | GCL New Energy, Inc. | 61280 | Wilson Solar Farm 7 | NC | Wilson | WILS7 | OP | Solar Photovoltaic | PV | IPP Non-CHP | 2 | 10 | 9.2 | 8.4 | 4 | 2017 |  |  |  | Y | [6 empty] | 180 | 20 | 12.3 | Y | [5 empty] | N |  | N
60888 | GCL New Energy, Inc. | 61281 | Bear Creek Solar Center | OR | Deschutes | BCRSC | OP | Solar Photovoltaic | PV | IPP Non-CHP | 2 | 10 | 10 | 10 | 9 | 2018 |  | Y | [8 empty] | 180 |  | 13.1 | Y | [5 empty] | N |  | N
61060 | Cypress Creek Renewables | 61283 | Bladenboro Solar, LLC | NC | Bladen | GEN1 | OP | Solar Photovoltaic | PV | IPP Non-CHP | 2 | 4.8 | 4.8 | 4.8 | 12 | 2015 |  |  |  | Y | [6 empty] | 180 | 20 | 7 | Y | [5 empty] | N |  | N
61060 | Cypress Creek Renewables | 61284 | Lux Solar, LLC | NC | Cleveland | GEN1 | OP | Solar Photovoltaic | PV | IPP Non-CHP | 2 | 2 | 2 | 2 | 11 | 2016 |  |  |  | Y | [6 empty] | 180 | 20 | 2.8 | Y | [5 empty] | N |  | N
60025 | Greenbacker Renewable Energy Corporation | 61287 | Sun Farm V, LLC | NC | Perquimans | SF5PV | OP | Solar Photovoltaic | PV | IPP Non-CHP | 2 | 5 | 4.8 | 4.8 | 11 | 2018 |  |  |  | Y | [6 empty] | 180 | 20 | 6.9 | Y | [5 empty] | N |  | N
61060 | Cypress Creek Renewables | 61288 | Roxboro Solar Farm, LLC | NC | Granville | GEN1 | OP | Solar Photovoltaic | PV | IPP Non-CHP | 2 | 5 | 5 | 5 | 12 | 2015 |  |  |  | Y | [6 empty] | 180 | 20 | 7 | Y | [5 empty] | N |  | N
60496 | Adapture Renewables, Inc. | 61289 | River Bend Solar, LLC | MT | Stillwater | RBSMT | OP | Solar Photovoltaic | PV | IPP Non-CHP | 2 | 2 | 2 | 2 | 4 | 2017 |  | Y | [8 empty] | 90 | 45 | 2.8 | Y | [5 empty] | N |  | N
60496 | Adapture Renewables, Inc. | 61290 | South Mills Solar, LLC | MT | Big Horn | SMSMT | OP | Solar Photovoltaic | PV | IPP Non-CHP | 2 | 3 | 3 | 3 | 4 | 2017 |  | Y | [8 empty] | 90 | 45 | 4.2 | Y | [5 empty] | N |  | N
60496 | Adapture Renewables, Inc. | 61291 | Green Meadow Solar, LLC | MT | Lewis and Clark | GMSMT | OP | Solar Photovoltaic | PV | IPP Non-CHP | 2 | 3 | 3 | 3 | 4 | 2017 |  | Y | [8 empty] | 90 | 45 | 4.2 | Y | [5 empty] | N |  | N
60888 | GCL New Energy, Inc. | 61292 | Jackson Solar Farm | NC | Wilson | JAKSN | OP | Solar Photovoltaic | PV | IPP Non-CHP | 2 | 10 | 8.6 | 7.6 | 3 | 2017 |  |  |  | Y | [6 empty] | 180 | 20 | 11.9 | Y | [5 empty] | N |  | N
60921 | Farley Road Solar, LLC | 61294 | Farley Road Community Solar | MA | Worcester | 02419 | OP | Solar Photovoltaic | PV | IPP Non-CHP | 2 | 1.9 | 1.9 | 1.5 | 8 | 2017 |  |  |  | Y | [6 empty] | 180 | 25 | 2.4 | Y | [5 empty] | N |  | Y | 2.4
60922 | Belchertown Renewables, LLC | 61295 | Belchertown Renewables Community Solar | MA | Hampshire | 02675 | OP | Solar Photovoltaic | PV | IPP Non-CHP | 2 | 4 | 4 | 3.2 | 3 | 2018 |  |  |  | Y | [6 empty] | 180 | 20 | 5.1 | Y | [5 empty] | N |  | Y | 5.1
60923 | Theodore Drive Solar, LLC | 61296 | Theodore Drive Community Solar | MA | Worcester | 02529 | OP | Solar Photovoltaic | PV | IPP Non-CHP | 2 | 1.5 | 1.5 | 1.2 | 3 | 2018 |  |  |  | Y | [6 empty] | 2 | 25 | 2 | Y | [5 empty] | N |  | Y | 2
60924 | Upton Solar, LLC | 61297 | Upton Community Solar | MA | Worcester | 02567 | OP | Solar Photovoltaic | PV | IPP Non-CHP | 2 | 2 | 2 | 1.6 | 9 | 2017 |  |  |  | Y | [6 empty] | 170 | 26.5 | 2.5 | Y | [5 empty] | N |  | Y | 2.5
60925 | Pleasantdale Road Solar, LLC | 61298 | Pleasantdale Road Community Solar | MA | Worcester | 02112 | OP | Solar Photovoltaic | PV | IPP Non-CHP | 2 | 1 | 1 | 0.8 | 9 | 2017 |  |  |  | Y | [6 empty] | 187 | 20 | 1.3 | Y | [5 empty] | N |  | Y | 1.3
60926 | Hatfield Renewables, LLC | 61299 | Hatfield Renewables Community Solar | MA | Hampshire | 02599 | OP | Solar Photovoltaic | PV | IPP Non-CHP | 2 | 1.9 | 1.9 | 1.5 | 9 | 2017 |  |  |  | Y | [6 empty] | 180 | 30 | 2.5 | Y | [5 empty] | N |  | Y | 2.5
60920 | Peterson Road Solar, LLC | 61307 | Peterson Road Solar | MA | Hampden | 02076 | OP | Solar Photovoltaic | PV | IPP Non-CHP | 2 | 2.5 | 2.5 | 2 | 4 | 2017 |  |  |  | Y | [6 empty] | 175 | 30 | 3.6 | Y | [5 empty] | N |  | Y | 3.6
60919 | Sampson Road Solar, LLC | 61308 | Sampson Road Community Solar | MA | Worcester | 02696 | OP | Solar Photovoltaic | PV | IPP Non-CHP | 2 | 2 | 2 | 1.6 | 12 | 2017 |  |  |  | Y | [6 empty] | 185 | 25.5 | 2.6 | Y | [5 empty] | N |  | Y | 2.6
57389 | IKEA Property Inc | 61309 | IKEA Grand Prairie Rooftop PV System | TX | Dallas | PV1 | OP | Solar Photovoltaic | PV | IPP Non-CHP | 2 | 1.2 | 1.1 | 0.7 | 12 | 2017 |  |  |  | Y | [6 empty] | 180 | 10 | 1.2 | Y | [5 empty] | Y | 1.2 | N
55729 | Duke Energy Kentucky Inc | 61310 | Crittenden Solar Facility | KY | Grant | PV1 | OP | Solar Photovoltaic | PV | Electric Utility | 1 | 2.7 | 2.7 | 2.7 | 12 | 2017 |  |  |  | Y | [6 empty] | 180 | 25 | 3.8 | Y | [5 empty] | N |  | N
55729 | Duke Energy Kentucky Inc | 61311 | Walton 1 Solar Facility | KY | Kenton | PV1 | OP | Solar Photovoltaic | PV | Electric Utility | 1 | 2 | 2 | 2 | 12 | 2017 |  |  |  | Y | [6 empty] | 180 | 25 | 2.9 | Y | [5 empty] | N |  | N
55729 | Duke Energy Kentucky Inc | 61312 | Walton 2 Solar Facility | KY | Kenton | PV1 | OP | Solar Photovoltaic | PV | Electric Utility | 1 | 2 | 2 | 2 | 12 | 2017 |  |  |  | Y | [6 empty] | 180 | 25 | 2.9 | Y | [5 empty] | N |  | N
58822 | MC Power Companies Inc | 61313 | BPU Solar Farm | KS | Wyandotte | BPU1 | OP | Solar Photovoltaic | PV | IPP Non-CHP | 2 | 1 | 1 | 1 | 9 | 2017 |  |  |  | Y | [6 empty] | 180 | 25 | 1.3 | Y | [5 empty] | N |  | N
60916 | SR Kersey, LLC | 61314 | SR Kersey | CO | Weld | KERS | OP | Solar Photovoltaic | PV | IPP Non-CHP | 2 | 3.5 | 3.5 | 3.5 | 8 | 2017 |  | Y | [8 empty] | 180 | 45 | 4.7 |  | Y |  |  |  |  | N |  | N
60917 | Golden Hills Solar, LLC | 61315 | Golden Hills Solar | MA | Worcester | 02196 | OP | Solar Photovoltaic | PV | IPP Non-CHP | 2 | 4.7 | 4.7 | 3.8 | 9 | 2017 |  |  |  | Y | [6 empty] | 177 | 27 | 6 | Y | [5 empty] | N |  | Y | 6
12670 | Missouri Jnt Muni.Pwr Elec. Ut. Comm. | 61316 | Higginsville Solar Farm | MO | Lafayette | HSF1 | OP | Solar Photovoltaic | PV | IPP Non-CHP | 2 | 2.5 | 2.5 | 2.5 | 11 | 2017 |  |  |  | Y | [6 empty] | 180 | 25 | 3.2 | Y | [5 empty] | N |  | N
60952 | Energix Mt. Jackson, LLC. | 61318 | Mt. Jackson Solar | VA | Shenandoah | SOLAR | OP | Solar Photovoltaic | PV | IPP Non-CHP | 2 | 15.7 | 15.7 | 15.7 | 6 | 2021 |  | Y | N | [7 empty] | 0 |  | 22.1 |  | Y |  |  |  |  | N |  | N
11208 | Los Angeles Department of Water & Power | 61319 | Port of LA Solar FiT Project | CA | Los Angeles | W4885 | OP | Solar Photovoltaic | PV | IPP Non-CHP | 2 | 1.1 | 1.1 | 1.1 | 10 | 2015 |  |  |  | Y | [6 empty] | 168 | 10 | 1.2 | Y | [5 empty] | N |  | N
60962 | Saluda Solar II, LLC | 61323 | Saluda Solar II | SC | Saluda | PGRB5 | OP | Solar Photovoltaic | PV | IPP Non-CHP | 2 | 3.4 | 3.4 | 3.4 | 5 | 2017 |  | Y | [8 empty] | 180 | 60 | 4.7 | Y | [5 empty] | N |  | N
60963 | Odyssey Solar, LLC | 61324 | Odyssey Solar | SC | Lexington | PGRB4 | OP | Solar Photovoltaic | PV | IPP Non-CHP | 2 | 8.2 | 8.2 | 8.2 | 8 | 2017 |  | Y | [8 empty] | 180 | 60 | 11.8 | Y | [5 empty] | N |  | N
60964 | Hampton Solar I, LLC | 61325 | Hampton Solar I | SC | Hampton | PGRB3 | OP | Solar Photovoltaic | PV | IPP Non-CHP | 2 | 6.8 | 6.8 | 6.8 | 8 | 2017 |  | Y | [8 empty] | 90 | 60 | 9.5 | Y | [5 empty] | N |  | N
60965 | Cameron Solar II, LLC | 61326 | Cameron Solar II | SC | Calhoun | PGRB2 | OP | Solar Photovoltaic | PV | IPP Non-CHP | 2 | 4.1 | 4.1 | 4.1 | 7 | 2017 |  | Y | [8 empty] | 180 | 60 | 5.7 | Y | [5 empty] | N |  | N
60966 | Barnwell Solar, LLC | 61327 | Barnwell Solar | SC | Barnwell | PGRB1 | OP | Solar Photovoltaic | PV | IPP Non-CHP | 2 | 5.4 | 5.4 | 5.4 | 6 | 2017 |  | Y | [8 empty] | 180 | 60 | 7.6 | Y | [5 empty] | N |  | N
60967 | Crater Community Solar | 61328 | Crater Community Solar | MN | Chippewa | TCCS1 | OP | Solar Photovoltaic | PV | IPP Non-CHP | 2 | 1 | 0.9 | 0.9 | 12 | 2017 |  |  |  | Y | [6 empty] | 185 | 35 | 1.3 |  | Y |  |  |  |  | N |  | Y | 1
60967 | Crater Community Solar | 61328 | Crater Community Solar | MN | Chippewa | TCCS2 | OP | Solar Photovoltaic | PV | IPP Non-CHP | 2 | 1 | 0.9 | 0.9 | 12 | 2017 |  |  |  | Y | [6 empty] | 185 | 35 | 1.3 |  | Y |  |  |  |  | N |  | Y | 1
60967 | Crater Community Solar | 61328 | Crater Community Solar | MN | Chippewa | TCCS3 | OP | Solar Photovoltaic | PV | IPP Non-CHP | 2 | 1 | 0.9 | 0.9 | 12 | 2017 |  |  |  | Y | [6 empty] | 185 | 35 | 1.3 |  | Y |  |  |  |  | N |  | Y | 1
60968 | Delphinus Community Solar | 61329 | Delphinus Community Solar | MN | Benton | QDCS1 | OP | Solar Photovoltaic | PV | IPP Non-CHP | 2 | 1 | 0.9 | 0.9 | 3 | 2018 |  |  |  | Y | [6 empty] | 180 | 35 | 1.3 |  | Y |  |  |  |  | N |  | Y | 0.9
60968 | Delphinus Community Solar | 61329 | Delphinus Community Solar | MN | Benton | QDCS2 | OP | Solar Photovoltaic | PV | IPP Non-CHP | 2 | 1 | 0.9 | 0.9 | 3 | 2018 |  |  |  | Y | [6 empty] | 180 | 35 | 1.3 |  | Y |  |  |  |  | N |  | Y | 0.9
60975 | SR Innovation, LLC | 61332 | SR Innovation - NIKE PV | TN | Shelby | NIKE2 | OP | Solar Photovoltaic | PV | IPP Non-CHP | 2 | 1.5 | 1.5 | 1.5 | 1 | 2020 |  | Y | [8 empty] | 0 |  | 2 | Y | [5 empty] | N |  | N
17633 | Southern Indiana Gas & Elec Co | 61333 | Oak Hill Solar Array | IN | Vanderburgh | OHSA1 | OP | Solar Photovoltaic | PV | Electric Utility | 1 | 2 | 2 | 2 | 11 | 2018 |  |  |  | Y | [6 empty] | 181 | 25 | 2.7 | Y | [5 empty] | N |  | N
17633 | Southern Indiana Gas & Elec Co | 61334 | Volkman Road Solar Array Hybrid | IN | Vanderburgh | VRSA1 | OP | Solar Photovoltaic | PV | Electric Utility | 1 | 2 | 2 | 2 | 11 | 2018 |  |  |  | Y | [6 empty] | 180 | 25 | 2.7 | Y | [5 empty] | N |  | N
60496 | Adapture Renewables, Inc. | 61335 | Great Divide Solar, LLC | MT | Lewis and Clark | GDSMT | OP | Solar Photovoltaic | PV | IPP Non-CHP | 2 | 3 | 3 | 3 | 9 | 2017 |  | Y | [8 empty] | 90 | 45 | 4.1 | Y | [5 empty] | N |  | N
60496 | Adapture Renewables, Inc. | 61336 | Black Eagle Solar, LLC | MT | Cascade | BESMT | OP | Solar Photovoltaic | PV | IPP Non-CHP | 2 | 3 | 3 | 3 | 9 | 2017 |  | Y | [8 empty] | 90 | 45 | 4.1 | Y | [5 empty] | N |  | N
60496 | Adapture Renewables, Inc. | 61337 | Magpie Solar, LLC | MT | Golden Valley | MSMT | OP | Solar Photovoltaic | PV | IPP Non-CHP | 2 | 3 | 3 | 3 | 9 | 2017 |  | Y | [8 empty] | 90 | 45 | 4.1 | Y | [5 empty] | N |  | N
60978 | SP Solar 5, LLC | 61338 | Mill Creek Solar (OR) | OR | Yamhill | PGRC1 | OP | Solar Photovoltaic | PV | IPP Non-CHP | 2 | 2.2 | 2.2 | 2.2 | 12 | 2017 |  | N |  | Y | [6 empty] | 180 | 15 | 3.2 | Y | [5 empty] | N |  | N
61012 | AES Distributed Energy | 61339 | Green Beanworks B PV | CA | Los Angeles | GBWXB | OP | Solar Photovoltaic | PV | IPP Non-CHP | 2 | 3 | 3 | 3 | 12 | 2018 |  | Y | [8 empty] | 180 |  | 3.7 | Y | [5 empty] | N |  | N
61060 | Cypress Creek Renewables | 61340 | Next Generation Solar Farm | VT | Addison | NGSF1 | OP | Solar Photovoltaic | PV | IPP Non-CHP | 2 | 2.2 | 2.2 | 2.2 | 12 | 2017 |  |  |  | Y | [6 empty] | 180 | 20 | 3.2 | Y | [5 empty] | N |  | N
61944 | MN8 Energy LLC | 61341 | Grafton PV | MA | Worcester | MSBW1 | OP | Solar Photovoltaic | PV | IPP Non-CHP | 2 | 2.7 | 2.7 | 2.7 | 10 | 2016 |  |  |  | Y | [6 empty] | 180 | 20 | 3.7 | Y | [5 empty] | N |  | Y | 3.7
61944 | MN8 Energy LLC | 61342 | Barrett PV | MA | Worcester | MSBW2 | OP | Solar Photovoltaic | PV | IPP Non-CHP | 2 | 11.9 | 11.9 | 11.9 | 11 | 2016 |  |  |  | Y | [6 empty] | 180 | 25 | 16.4 | Y | [5 empty] | N |  | Y | 16.4
15399 | Avangrid Renewables LLC | 61345 | WyEast Solar | OR | Sherman | PV1 | OP | Solar Photovoltaic | PV | IPP Non-CHP | 2 | 10 | 10 | 10 | 8 | 2018 |  | Y |  | N | Y |  |  |  |  | N |  | 60 | 13 | Y | [5 empty] | N |  | N
58764 | Origis Energy USA, Inc | 61346 | RE Maplewood | TX | Pecos | PV1 | OP | Solar Photovoltaic | PV | IPP Non-CHP | 2 | 222 | 222 | 222 | 10 | 2021 |  | Y | [8 empty] | 0 | 0 | 290 | Y | [5 empty] | N |  | N
58764 | Origis Energy USA, Inc | 61346 | RE Maplewood | TX | Pecos | PV2 | OP | Solar Photovoltaic | PV | IPP Non-CHP | 2 | 28 | 28 | 28 | 4 | 2021 |  | Y | [8 empty] | 0 | 0 | 37 | Y | [5 empty] | N |  | N
61060 | Cypress Creek Renewables | 61347 | Long Henry Solar | NC | Wayne | GEN1 | OP | Solar Photovoltaic | PV | IPP Non-CHP | 2 | 2 | 2 | 2 | 9 | 2017 |  |  |  | Y | [6 empty] | 180 | 20 | 2.8 | Y | [5 empty] | N |  | N
60991 | Westmont Solar, LLC | 61348 | Westmont 400A | CA | Los Angeles | W5691 | OP | Solar Photovoltaic | PV | IPP Non-CHP | 2 | 2.3 | 2.3 | 2.3 | 7 | 2017 |  |  |  | Y | [6 empty] | 180 | 10 | 2.4 | Y | [5 empty] | N |  | N
60991 | Westmont Solar, LLC | 61349 | Westmont 400B | CA | Los Angeles | W5694 | OP | Solar Photovoltaic | PV | IPP Non-CHP | 2 | 2.2 | 2.2 | 2.2 | 7 | 2017 |  |  |  | Y | [6 empty] | 180 | 10 | 2.4 | Y | [5 empty] | N |  | N
63249 | Terraform Arcadia | 61350 | MDFA Devens-Saratoga | MA | Worcester | SO145 | OP | Solar Photovoltaic | PV | IPP Non-CHP | 2 | 2.5 | 2.5 | 2.5 | 3 | 2016 |  | Y | [8 empty] | 176 | 12 | 3.2 | Y | [5 empty] | Y | 3.2 | N
61060 | Cypress Creek Renewables | 61351 | Bear Creek Solar | NC | Chatham | GEN1 | OP | Solar Photovoltaic | PV | IPP Non-CHP | 2 | 2 | 2 | 2 | 11 | 2017 |  |  |  | Y | [6 empty] | 180 | 20 | 2.8 |  |  |  | Y |  |  | N |  | N
61060 | Cypress Creek Renewables | 61352 | Bondi Solar | NC | Jones | GEN1 | OP | Solar Photovoltaic | PV | IPP Non-CHP | 2 | 5 | 5 | 5 | 12 | 2017 |  |  |  | Y | [6 empty] | 180 | 20 | 6.2 | Y | [5 empty] | N |  | N
61944 | MN8 Energy LLC | 61353 | Mount Signal Solar Farm II | CA | Imperial | IVS2 | OP | Solar Photovoltaic | PV | IPP Non-CHP | 2 | 153.5 | 153.5 | 153.5 | 1 | 2020 |  | Y | [8 empty] | 0 | 0 | 199.6 | Y | [5 empty] | N |  | N
56990 | NJR Clean Energy Ventures Corporation | 61354 | Princeton Solar Project | NJ | Mercer | STONY | OP | Solar Photovoltaic | PV | IPP Non-CHP | 2 | 2.2 | 2.2 | 2.2 | 9 | 2017 |  |  |  | Y | [6 empty] | 180 | 10 | 2.9 | Y | [5 empty] | Y | 2.9 | N
65164 | CleanCapital Holdings | 61358 | IGS Solar I - BWI5 | MD | Baltimore | BWI5 | OP | Solar Photovoltaic | PV | IPP Non-CHP | 2 | 1.1 | 1.1 | 0.8 | 12 | 2016 |  |  |  | Y | [6 empty] | 177 | 10 | 1.6 | Y | [5 empty] | Y | 1.6 | N
65164 | CleanCapital Holdings | 61359 | IGS Solar I - EWR5 | NJ | Middlesex | EWR5 | OP | Solar Photovoltaic | PV | IPP Non-CHP | 2 | 1.9 | 2.9 | 1.2 | 11 | 2016 |  |  |  | Y | [6 empty] | 197 | 10 | 2.9 | Y | [5 empty] | Y | 2.9 | N
65164 | CleanCapital Holdings | 61360 | IGS Solar I - EWR6 | NJ | Middlesex | EWR6 | OP | Solar Photovoltaic | PV | IPP Non-CHP | 2 | 1.9 | 1.9 | 1.1 | 11 | 2016 |  |  |  | Y | [6 empty] | 196 | 10 | 2.6 | Y | [5 empty] | Y | 2.5 | N
61944 | MN8 Energy LLC | 61363 | Equuleus Community Solar Gardens | MN | Dakota | CSG1 | OP | Solar Photovoltaic | PV | IPP Non-CHP | 2 | 1 | 1 | 1 | 8 | 2017 |  |  |  | Y | [6 empty] | 180 | 34 | 1.5 | Y | [5 empty] | N |  | N
61944 | MN8 Energy LLC | 61363 | Equuleus Community Solar Gardens | MN | Dakota | CSG2 | OP | Solar Photovoltaic | PV | IPP Non-CHP | 2 | 1 | 1 | 1 | 8 | 2017 |  |  |  | Y | [6 empty] | 180 | 34 | 1.5 | Y | [5 empty] | N |  | N
61944 | MN8 Energy LLC | 61363 | Equuleus Community Solar Gardens | MN | Dakota | CSG3 | OP | Solar Photovoltaic | PV | IPP Non-CHP | 2 | 1 | 1 | 1 | 8 | 2017 |  |  |  | Y | [6 empty] | 180 | 34 | 1.5 | Y | [5 empty] | N |  | N
61944 | MN8 Energy LLC | 61363 | Equuleus Community Solar Gardens | MN | Dakota | CSG4 | OP | Solar Photovoltaic | PV | IPP Non-CHP | 2 | 1 | 1 | 1 | 8 | 2017 |  |  |  | Y | [6 empty] | 180 | 34 | 1.5 | Y | [5 empty] | N |  | N
61944 | MN8 Energy LLC | 61363 | Equuleus Community Solar Gardens | MN | Dakota | CSG5 | OP | Solar Photovoltaic | PV | IPP Non-CHP | 2 | 1 | 1 | 1 | 8 | 2017 |  |  |  | Y | [6 empty] | 180 | 34 | 1.5 | Y | [5 empty] | N |  | N
57319 | Luminace Solar Massachusetts, LLC | 61367 | Smith & Wesson at Springfield MA PV | MA | Hampden | PV1 | OP | Solar Photovoltaic | PV | IPP Non-CHP | 2 | 1.9 | 1.4 | 1.4 | 7 | 2017 |  |  |  | Y | [6 empty] | 110.3 | 10 | 2.6 | Y | [5 empty] | Y | 1.7 | N
61801 | Midway Solar | 61368 | Midway Solar - TX | TX | Pecos | PV1 | OP | Solar Photovoltaic | PV | IPP Non-CHP | 2 | 182 | 182 | 182 | 12 | 2018 |  | Y | N | [7 empty] | 0 |  | 235.7 | Y | [5 empty] | N |  | N
61005 | Sweetwater Solar LLC | 61369 | Sweetwater Solar | WY | Sweetwater | PV1 | OP | Solar Photovoltaic | PV | IPP Non-CHP | 2 | 92 | 92 | 92 | 12 | 2018 |  | Y | [8 empty] | 180 |  | 98 | Y | [5 empty] | N |  | N
61060 | Cypress Creek Renewables | 61370 | Walnut Springs Solar | TX | Bosque | GEN1 | OP | Solar Photovoltaic | PV | IPP Non-CHP | 2 | 5 | 5 | 5 | 12 | 2016 |  |  |  | Y | [6 empty] | 180 | 20 | 7 | Y |  |  | Y |  |  | N |  | N
61009 | LSE Centaurus LLC | 61371 | Centaurus Solar - MA | MA | Middlesex | ASH24 | OP | Solar Photovoltaic | PV | IPP Non-CHP | 2 | 2.4 | 2.4 | 2.4 | 11 | 2016 |  |  |  | Y | [6 empty] | 168 | 20 | 2.8 | Y | [5 empty] | N |  | Y | 2.8
61011 | Kearsarge Bellingham LLC | 61373 | Kearsarge Bellingham PV | MA | Norfolk | BELL | OP | Solar Photovoltaic | PV | IPP Non-CHP | 2 | 2.9 | 2.9 | 2.9 | 12 | 2016 |  |  |  | Y | [6 empty] | 180 | 20 | 4.1 | Y | [5 empty] | Y | 4.1 | N
58468 | Dominion Renewable Energy | 61374 | Hecate Energy Clarke County LLC | VA | Clarke | PV1 | OP | Solar Photovoltaic | PV | IPP Non-CHP | 2 | 10 | 10 | 10 | 8 | 2017 |  | Y | [8 empty] | 0 | 0 | 12.6 | Y | [5 empty] | N |  | N
58468 | Dominion Renewable Energy | 61375 | Hecate Energy Cherrydale LLC | VA | Northampton | PV1 | OP | Solar Photovoltaic | PV | IPP Non-CHP | 2 | 20 | 20 | 20 | 11 | 2017 |  | Y | [8 empty] | 180 | 60 | 25.1 | Y | [5 empty] | N |  | N
61012 | AES Distributed Energy | 61376 | Cedar Creek PV | NY | Nassau | CEDR1 | OP | Solar Photovoltaic | PV | IPP Non-CHP | 2 | 1.8 | 1.8 | 1.8 | 6 | 2017 |  |  |  | Y | [6 empty] | 171 | 15 | 2.7 | Y | [5 empty] | N |  | N
61012 | AES Distributed Energy | 61377 | Amazon - Patterson PV | CA | Stanislaus | PATT1 | OP | Solar Photovoltaic | PV | IPP Non-CHP | 2 | 2.5 | 2.5 | 2.5 | 5 | 2017 |  |  |  | Y | [6 empty] | 180 | 10 | 3.3 | Y | [5 empty] | Y | 3.3 | N
62759 | National Grid Renewables | 61379 | DodgeSun CSG | MN | Dodge | DODG1 | OP | Solar Photovoltaic | PV | IPP Non-CHP | 2 | 1 | 1 | 1 | 12 | 2017 |  |  |  | Y | [6 empty] | 180 | 30 | 1.5 | Y | [5 empty] | N |  | N
62759 | National Grid Renewables | 61379 | DodgeSun CSG | MN | Dodge | DODG2 | OP | Solar Photovoltaic | PV | IPP Non-CHP | 2 | 1 | 1 | 1 | 12 | 2017 |  |  |  | Y | [6 empty] | 180 | 30 | 1.5 | Y | [5 empty] | N |  | N
62759 | National Grid Renewables | 61379 | DodgeSun CSG | MN | Dodge | DODG3 | OP | Solar Photovoltaic | PV | IPP Non-CHP | 2 | 1 | 1 | 1 | 12 | 2017 |  |  |  | Y | [6 empty] | 180 | 30 | 1.5 | Y | [5 empty] | N |  | N
62759 | National Grid Renewables | 61379 | DodgeSun CSG | MN | Dodge | DODG4 | OP | Solar Photovoltaic | PV | IPP Non-CHP | 2 | 1 | 1 | 1 | 12 | 2017 |  |  |  | Y | [6 empty] | 180 | 30 | 1.5 | Y | [5 empty] | N |  | N
62759 | National Grid Renewables | 61379 | DodgeSun CSG | MN | Dodge | DODG5 | OP | Solar Photovoltaic | PV | IPP Non-CHP | 2 | 1 | 1 | 1 | 12 | 2017 |  |  |  | Y | [6 empty] | 180 | 30 | 1.5 | Y | [5 empty] | N |  | N
62759 | National Grid Renewables | 61380 | Johnson Solar CSG | MN | Pipestone | JOHN1 | OP | Solar Photovoltaic | PV | IPP Non-CHP | 2 | 1 | 1 | 1 | 1 | 2018 |  |  |  | Y | [6 empty] | 180 | 30 | 1.5 | Y | [5 empty] | N |  | N
62759 | National Grid Renewables | 61380 | Johnson Solar CSG | MN | Pipestone | JOHN2 | OP | Solar Photovoltaic | PV | IPP Non-CHP | 2 | 1 | 1 | 1 | 1 | 2018 |  |  |  | Y | [6 empty] | 180 | 30 | 1.5 | Y | [5 empty] | N |  | N
62759 | National Grid Renewables | 61380 | Johnson Solar CSG | MN | Pipestone | JOHN3 | OP | Solar Photovoltaic | PV | IPP Non-CHP | 2 | 1 | 1 | 1 | 1 | 2018 |  |  |  | Y | [6 empty] | 180 | 30 | 1.5 | Y | [5 empty] | N |  | N
62759 | National Grid Renewables | 61380 | Johnson Solar CSG | MN | Pipestone | JOHN4 | OP | Solar Photovoltaic | PV | IPP Non-CHP | 2 | 1 | 1 | 1 | 1 | 2018 |  |  |  | Y | [6 empty] | 180 | 30 | 1.5 | Y | [5 empty] | N |  | N
62759 | National Grid Renewables | 61380 | Johnson Solar CSG | MN | Pipestone | JOHN5 | OP | Solar Photovoltaic | PV | IPP Non-CHP | 2 | 0.7 | 1 | 1 | 1 | 2018 |  |  |  | Y | [6 empty] | 180 | 30 | 1 | Y | [5 empty] | N |  | N
62759 | National Grid Renewables | 61381 | Koppelman Sun CSG | MN | Blue Earth | KOPP1 | OP | Solar Photovoltaic | PV | IPP Non-CHP | 2 | 1 | 1 | 1 | 11 | 2017 |  |  |  | Y | [6 empty] | 180 | 30 | 1.5 | Y | [5 empty] | N |  | N
62759 | National Grid Renewables | 61381 | Koppelman Sun CSG | MN | Blue Earth | KOPP2 | OP | Solar Photovoltaic | PV | IPP Non-CHP | 2 | 1 | 1 | 1 | 11 | 2017 |  |  |  | Y | [6 empty] | 180 | 30 | 1.5 | Y | [5 empty] | N |  | N
62759 | National Grid Renewables | 61381 | Koppelman Sun CSG | MN | Blue Earth | KOPP3 | OP | Solar Photovoltaic | PV | IPP Non-CHP | 2 | 1 | 1 | 1 | 11 | 2017 |  |  |  | Y | [6 empty] | 180 | 30 | 1.5 | Y | [5 empty] | N |  | N
62759 | National Grid Renewables | 61381 | Koppelman Sun CSG | MN | Blue Earth | KOPP4 | OP | Solar Photovoltaic | PV | IPP Non-CHP | 2 | 1 | 1 | 1 | 11 | 2017 |  |  |  | Y | [6 empty] | 180 | 30 | 1.5 | Y | [5 empty] | N |  | N
62759 | National Grid Renewables | 61381 | Koppelman Sun CSG | MN | Blue Earth | KOPP5 | OP | Solar Photovoltaic | PV | IPP Non-CHP | 2 | 1 | 1 | 1 | 11 | 2017 |  |  |  | Y | [6 empty] | 180 | 30 | 1.5 | Y | [5 empty] | N |  | N
62759 | National Grid Renewables | 61382 | Lindstrom Solar CSG | MN | Chisago | LIND1 | OP | Solar Photovoltaic | PV | IPP Non-CHP | 2 | 1 | 1 | 1 | 4 | 2018 |  |  |  | Y | [6 empty] | 180 | 30 | 1.5 |  | Y |  |  |  |  | N |  | N
62759 | National Grid Renewables | 61382 | Lindstrom Solar CSG | MN | Chisago | LIND2 | OP | Solar Photovoltaic | PV | IPP Non-CHP | 2 | 1 | 1 | 1 | 4 | 2018 |  |  |  | Y | [6 empty] | 180 | 30 | 1.5 |  | Y |  |  |  |  | N |  | N
62759 | National Grid Renewables | 61382 | Lindstrom Solar CSG | MN | Chisago | LIND3 | OP | Solar Photovoltaic | PV | IPP Non-CHP | 2 | 1 | 1 | 1 | 4 | 2018 |  |  |  | Y | [6 empty] | 180 | 30 | 1.5 |  | Y |  |  |  |  | N |  | N
62759 | National Grid Renewables | 61383 | Rengstorf Solar CSG | MN | Nicollet | RENG1 | OP | Solar Photovoltaic | PV | IPP Non-CHP | 2 | 1 | 1 | 1 | 11 | 2017 |  |  |  | Y | [6 empty] | 180 | 30 | 1.5 | Y | [5 empty] | N |  | N
62759 | National Grid Renewables | 61383 | Rengstorf Solar CSG | MN | Nicollet | RENG2 | OP | Solar Photovoltaic | PV | IPP Non-CHP | 2 | 1 | 1 | 1 | 11 | 2017 |  |  |  | Y | [6 empty] | 180 | 30 | 1.5 | Y | [5 empty] | N |  | N
62759 | National Grid Renewables | 61383 | Rengstorf Solar CSG | MN | Nicollet | RENG3 | OP | Solar Photovoltaic | PV | IPP Non-CHP | 2 | 1 | 1 | 1 | 11 | 2017 |  |  |  | Y | [6 empty] | 180 | 30 | 1.5 | Y | [5 empty] | N |  | N
62759 | National Grid Renewables | 61383 | Rengstorf Solar CSG | MN | Nicollet | RENG4 | OP | Solar Photovoltaic | PV | IPP Non-CHP | 2 | 1 | 1 | 1 | 11 | 2017 |  |  |  | Y | [6 empty] | 180 | 30 | 1.5 | Y | [5 empty] | N |  | N
62759 | National Grid Renewables | 61383 | Rengstorf Solar CSG | MN | Nicollet | RENG5 | OP | Solar Photovoltaic | PV | IPP Non-CHP | 2 | 1 | 1 | 1 | 11 | 2017 |  |  |  | Y | [6 empty] | 180 | 30 | 1.5 | Y | [5 empty] | N |  | N
62759 | National Grid Renewables | 61384 | St. Cloud Solar CSG | MN | Stearns | STCL1 | OP | Solar Photovoltaic | PV | IPP Non-CHP | 2 | 1 | 1 | 1 | 4 | 2018 |  |  |  | Y | [5 empty] | N | 180 | 30 | 1.5 | Y | [5 empty] | N |  | N
62759 | National Grid Renewables | 61384 | St. Cloud Solar CSG | MN | Stearns | STCL2 | OP | Solar Photovoltaic | PV | IPP Non-CHP | 2 | 1 | 1 | 1 | 4 | 2018 |  |  |  | Y | [6 empty] | 180 | 30 | 1.5 | Y | [5 empty] | N |  | N
62759 | National Grid Renewables | 61384 | St. Cloud Solar CSG | MN | Stearns | STCL3 | OP | Solar Photovoltaic | PV | IPP Non-CHP | 2 | 1 | 1 | 1 | 4 | 2018 |  |  |  | Y | [6 empty] | 180 | 30 | 1.5 | Y | [5 empty] | N |  | N
62759 | National Grid Renewables | 61384 | St. Cloud Solar CSG | MN | Stearns | STCL4 | OP | Solar Photovoltaic | PV | IPP Non-CHP | 2 | 1 | 1 | 1 | 4 | 2018 |  |  |  | Y | [6 empty] | 180 | 30 | 1.5 | Y | [5 empty] | N |  | N
62759 | National Grid Renewables | 61384 | St. Cloud Solar CSG | MN | Stearns | STCL5 | OP | Solar Photovoltaic | PV | IPP Non-CHP | 2 | 1 | 1 | 1 | 4 | 2018 |  |  |  | Y | [6 empty] | 180 | 30 | 1.5 | Y | [5 empty] | N |  | N
60571 | AEP Onsite Partners, LLC | 61388 | AEP Jacksonville Solar Project | FL | Duval | PV1 | OP | Solar Photovoltaic | PV | IPP Non-CHP | 2 | 7.1 | 7.1 | 7.1 | 5 | 2017 |  | Y | [8 empty] | 180 | 25 | 7.5 | Y | [5 empty] | Y | 7.1 | N
60571 | AEP Onsite Partners, LLC | 61389 | Letchworth Solar Project | NY | Wyoming | PV1 | OP | Solar Photovoltaic | PV | IPP Non-CHP | 2 | 1.2 | 1.2 | 1.2 | 6 | 2017 |  |  |  | Y | [6 empty] | 180 | 28 | 1.6 | Y | [5 empty] | Y | 1.2 | N
61032 | Luminace Solar Georgia 2, LLC | 61397 | Georgia Power at Jakin GA PV | GA | Early | PV1 | OP | Solar Photovoltaic | PV | IPP Non-CHP | 2 | 1.5 | 1.5 | 1.5 | 12 | 2017 |  | Y | [8 empty] | 180 |  | 1.8 | Y | [5 empty] | N |  | N
61025 | LSE Canis Major LLC | 61398 | Canis Major Solar Farm | CT | Hartford | S1980 | OP | Solar Photovoltaic | PV | IPP Non-CHP | 2 | 2 | 2 | 2 | 12 | 2016 |  |  |  | Y | [6 empty] | 180 | 25 | 2.9 | Y | [5 empty] | N |  | Y | 2
61028 | LSE Cassiopeia LLC | 61399 | Ashby Duffy CSG Solar Farm | MA | Middlesex | DU183 | OP | Solar Photovoltaic | PV | IPP Non-CHP | 2 | 1.8 | 1.8 | 1.8 | 12 | 2017 |  |  |  | Y | [6 empty] | 180 | 25 | 2.7 | Y | [5 empty] | N |  | Y | 2.7
64778 | Strata Manager, LLC | 61403 | Deep Branch Farm | NC | Robeson | 1 | OP | Solar Photovoltaic | PV | IPP Non-CHP | 2 | 5 | 5 | 5 | 1 | 2017 |  |  |  | Y | [6 empty] | 190 | 20 | 6.5 | Y | [5 empty] | N |  | N
58468 | Dominion Renewable Energy | 61404 | Pikeville Farm | NC | Wayne | 1 | OP | Solar Photovoltaic | PV | IPP Non-CHP | 2 | 5 | 5 | 5 | 11 | 2017 |  | Y | [8 empty] | 180 | 20 | 6.5 |  | Y |  |  |  |  | N |  | N
58468 | Dominion Renewable Energy | 61405 | Moorings Farm 2, LLC | NC | Lenoir | 1 | OP | Solar Photovoltaic | PV | IPP Non-CHP | 2 | 5 | 5 | 5 | 9 | 2017 |  |  |  | Y | [6 empty] | 180 | 20 | 6.7 |  | Y |  |  |  |  | N |  | N
61230 | Arevon Energy, Inc. | 61406 | Essex Solar Center | VA | Essex | ESSEX | OP | Solar Photovoltaic | PV | IPP Non-CHP | 2 | 20 | 20 | 20 | 12 | 2017 |  | Y | [8 empty] | 90 |  | 26.7 | Y | [5 empty] | N |  | N
61043 | LSE Canis Minor LLC | 61408 | Canis Minor Solar Farm | CT | Litchfield | B1000 | OP | Solar Photovoltaic | PV | IPP Non-CHP | 2 | 1 | 1 | 1 | 12 | 2016 |  |  |  | Y | [6 empty] | 180 | 20 | 1.5 | Y | [5 empty] | N |  | Y | 1
61060 | Cypress Creek Renewables | 61409 | Highway 56 Solar | TX | Grayson | GEN1 | OP | Solar Photovoltaic | PV | IPP Non-CHP | 2 | 5.3 | 5.3 | 5.3 | 12 | 2017 |  |  |  | Y | [6 empty] | 180 | 20 | 7.2 | Y | [5 empty] | N |  | N
61060 | Cypress Creek Renewables | 61410 | Whitesboro Solar | TX | Grayson | GEN1 | OP | Solar Photovoltaic | PV | IPP Non-CHP | 2 | 5 | 5 | 5 | 12 | 2017 |  |  |  | Y | [6 empty] | 180 | 20 | 7.1 | Y | [5 empty] | N |  | N
61060 | Cypress Creek Renewables | 61411 | Whitesboro Solar II | TX | Grayson | GEN1 | OP | Solar Photovoltaic | PV | IPP Non-CHP | 2 | 5 | 5 | 5 | 12 | 2017 |  |  |  | Y | [6 empty] | 180 | 20 | 7.1 | Y | [5 empty] | N |  | N
61230 | Arevon Energy, Inc. | 61412 | Latitude Solar Center | TN | Hardeman | LATSC | OP | Solar Photovoltaic | PV | IPP Non-CHP | 2 | 15 | 15 | 15 | 12 | 2018 |  | Y | [8 empty] | 0 | 0 | 20 |  | Y |  |  |  |  | N |  | N
20326 | Town of West Boylston - (MA) | 61415 | West Boylston Community Shared Solar | MA | Worcester | CS1 | OP | Solar Photovoltaic | PV | Electric Utility | 1 | 1.5 | 1.5 | 1.5 | 12 | 2016 |  |  |  | Y | [6 empty] | 183 | 28 | 2.1 | Y | [5 empty] | N |  | N
60059 | ZGlobal Inc | 61418 | Valencia 1 Solar CA | CA | Imperial | VAL1 | OP | Solar Photovoltaic | PV | IPP Non-CHP | 2 | 3 | 3 | 3 | 9 | 2017 |  | N |  | Y | [6 empty] | 180 | 20 | 4 | Y | [5 empty] | N |  | N
61058 | One Ten Partners, LLC | 61419 | One Ten Partners PV | CA | Los Angeles | OTP | OP | Solar Photovoltaic | PV | IPP Non-CHP | 2 | 2 | 2 | 2 | 9 | 2017 |  | Y | [8 empty] | 0 | 0 | 2.7 | Y | [5 empty] | N |  | N
60059 | ZGlobal Inc | 61420 | Merced 1 PV | CA | Merced | MRCD1 | OP | Solar Photovoltaic | PV | IPP Non-CHP | 2 | 3 | 3 | 3 | 4 | 2018 |  | Y | [8 empty] | 180 | 0 | 4.1 | Y | [5 empty] | N |  | N
60059 | ZGlobal Inc | 61421 | Madera 1 PV | CA | Madera | MDRA1 | OP | Solar Photovoltaic | PV | IPP Non-CHP | 2 | 1.5 | 1.5 | 1.5 | 12 | 2017 |  | Y | [8 empty] | 180 | 0 | 2.1 | Y | [5 empty] | N |  | N
58468 | Dominion Renewable Energy | 61422 | Southampton Solar, LLC | VA | Southampton | PV1 | OP | Solar Photovoltaic | PV | IPP Non-CHP | 2 | 100 | 103.6 | 103.6 | 12 | 2017 |  | Y | [8 empty] | 0 | 0 | 140.8 | Y | [5 empty] | N |  | N
59462 | Heelstone Energy Holdings, LLC | 61423 | OR Solar 5, LLC | OR | Klamath | PV1 | OP | Solar Photovoltaic | PV | IPP Non-CHP | 2 | 8 | 8 | 8 | 1 | 2018 |  | Y | [8 empty] | 0 | 0 | 10.3 | Y | [5 empty] | N |  | N
59462 | Heelstone Energy Holdings, LLC | 61424 | OR Solar 8, LLC | OR | Klamath | PV1 | OP | Solar Photovoltaic | PV | IPP Non-CHP | 2 | 10 | 10 | 10 | 3 | 2018 |  | Y | [8 empty] | 0 | 0 | 13.9 | Y | [5 empty] | N |  | N
15257 | Poudre Valley REA, Inc | 61425 | Coyote Ridge Community Solar | CO | Larimer | COYCS | OP | Solar Photovoltaic | PV | Electric Utility | 1 | 1.5 | 1.5 | 1.5 | 10 | 2017 |  | Y | N | [7 empty] | -90 |  | 1.9 | Y | [5 empty] | N |  | Y | 1.9
60520 | SoCore Energy LLC | 61426 | Gopher CSG | MN | Chisago | PV1 | OP | Solar Photovoltaic | PV | IPP Non-CHP | 2 | 5 | 5 | 5 | 1 | 2018 |  |  |  | Y | [6 empty] | 180 | 10 | 7.2 | Y | [5 empty] | N |  | N
60520 | SoCore Energy LLC | 61427 | Richmond CSG | MN | Stearns | PV1 | OP | Solar Photovoltaic | PV | IPP Non-CHP | 2 | 5 | 5 | 5 | 12 | 2017 |  |  |  | Y | [6 empty] | 180 | 25 | 7 | Y | [5 empty] | N |  | N
60520 | SoCore Energy LLC | 61428 | Taylors Falls CSG | MN | Chisago | PV1 | OP | Solar Photovoltaic | PV | IPP Non-CHP | 2 | 5 | 5 | 5 | 1 | 2018 |  |  |  | Y | [6 empty] | 180 | 10 | 7.2 | Y | [5 empty] | N |  | N
60281 | Altus Power America Management, LLC | 61429 | Big George PV CSG | MA | Plymouth | 12344 | OP | Solar Photovoltaic | PV | IPP Non-CHP | 2 | 1 | 1 | 1 | 9 | 2018 |  | Y | [8 empty] | 0 | 0 | 1.2 | Y | [5 empty] | N |  | Y | 1.2
59462 | Heelstone Energy Holdings, LLC | 61430 | OR Solar 6, LLC | OR | Lake | PV6 | OP | Solar Photovoltaic | PV | IPP Non-CHP | 2 | 10 | 10 | 10 | 12 | 2017 |  | Y | [8 empty] | 0 | 0 | 13.7 | Y | [5 empty] | N |  | N
61060 | Cypress Creek Renewables | 61432 | SCE&G Curie CSG | SC | Hampton | SCCU1 | OP | Solar Photovoltaic | PV | IPP Non-CHP | 2 | 2 | 2 | 2 | 2 | 2019 |  | Y | [8 empty] | 180 |  | 2.6 |  | Y |  |  |  |  | N |  | Y | 2.6
61060 | Cypress Creek Renewables | 61433 | SCE&G Nimitz CSG | SC | Jasper | SCNM1 | OP | Solar Photovoltaic | PV | IPP Non-CHP | 2 | 8 | 8 | 8 | 6 | 2018 |  | Y | [8 empty] | 180 |  | 10.6 |  | Y |  |  |  |  | N |  | Y | 10.6
61060 | Cypress Creek Renewables | 61434 | SCE&G Springfield CSG | SC | Orangeburg | SCSP1 | OP | Solar Photovoltaic | PV | IPP Non-CHP | 2 | 6.1 | 6.1 | 6.1 | 6 | 2018 |  |  |  | Y | [6 empty] | 180 | 20 | 7.8 |  | Y |  |  |  |  | N |  | Y | 7.8
60370 | DG AMP Solar, LLC | 61435 | DG AMP Solar Coldwater | MI | Branch | AMPCW | OP | Solar Photovoltaic | PV | IPP Non-CHP | 2 | 1.3 | 1.3 | 1.3 | 2 | 2018 |  |  |  | Y | [6 empty] | 185 | 20 | 1.7 | Y | [5 empty] | N |  | N
60370 | DG AMP Solar, LLC | 61436 | DG AMP Solar Orrville 3 | OH | Wayne | AMPO3 | OP | Solar Photovoltaic | PV | IPP Non-CHP | 2 | 2.3 | 2.3 | 2.3 | 2 | 2018 |  |  |  | Y | [6 empty] | 180 | 25 | 2.8 | Y | [5 empty] | N |  | N
60370 | DG AMP Solar, LLC | 61437 | DG AMP Solar Versailles | OH | Darke | AMPVS | OP | Solar Photovoltaic | PV | IPP Non-CHP | 2 | 1.8 | 1.8 | 1.8 | 1 | 2018 |  |  |  | Y | [6 empty] | 180 | 25 | 2.2 | Y | [5 empty] | N |  | N
60370 | DG AMP Solar, LLC | 61438 | DG AMP Solar Jackson Center | OH | Shelby | AMPJC | OP | Solar Photovoltaic | PV | IPP Non-CHP | 2 | 1.6 | 1.6 | 1.6 | 2 | 2018 |  |  |  | Y | [6 empty] | 180 | 25 | 2.2 | Y | [5 empty] | N |  | N
15466 | Public Service Co of Colorado | 61439 | Panasonic Carport Solar Hybrid | CO | Adams | PANPV | OP | Solar Photovoltaic | PV | Electric Utility | 1 | 1.3 | 1.3 | 1.3 | 5 | 2017 |  |  |  | Y | [6 empty] | 180 | 7 | 1.6 | Y | [5 empty] | N |  | N
61077 | IGS ORIX Solar I, LLC | 61441 | Denver Braswell PV | GA | Colquitt | GPDB1 | OP | Solar Photovoltaic | PV | IPP Non-CHP | 2 | 1.4 | 1.6 | 1.4 | 8 | 2017 |  | N |  | Y | [6 empty] | 180 | 25 | 2 | Y | [5 empty] | N |  | N
17650 | Southern Power Co | 61445 | Gaskell West 1 Solar Facility | CA | Kern | PV1 | OP | Solar Photovoltaic | PV | IPP Non-CHP | 2 | 20 | 20 | 20 | 3 | 2018 |  | Y | [8 empty] | 90 |  | 28 | Y | [5 empty] | N |  | N
12670 | Missouri Jnt Muni.Pwr Elec. Ut. Comm. | 61450 | Farmington Solar Farm | MO | St Francois | FSF1 | OP | Solar Photovoltaic | PV | IPP Non-CHP | 2 | 2.5 | 2.5 | 2.5 | 9 | 2018 |  |  |  | Y | [6 empty] | 180 | 25 | 3.1 | Y | [5 empty] | N |  | N
61071 | Northfield Holdco LLC | 61451 | Northfield Holdco CSG | MN | Rice | NORTH | OP | Solar Photovoltaic | PV | IPP Non-CHP | 2 | 5 | 5 | 5 | 12 | 2017 |  |  |  | Y | [6 empty] | 180 | 30 | 7 | Y | [5 empty] | N |  | Y | 7
61072 | Waterford Holdco LLC | 61452 | Waterford Holdco CSG | MN | Rice | WATER | OP | Solar Photovoltaic | PV | IPP Non-CHP | 2 | 2.7 | 2.7 | 2.7 | 11 | 2017 |  |  |  | Y | [6 empty] | 180 | 30 | 3.8 | Y | [5 empty] | N |  | Y | 3.7
61075 | Minnesota Solar CSG 19, LLC | 61453 | B.R. Corcoran CSG | MN | Hennepin | 42278 | OP | Solar Photovoltaic | PV | IPP Non-CHP | 2 | 1 | 1 | 1 | 11 | 2017 |  |  |  | Y | [6 empty] | 180 | 30 | 1.4 | Y | [5 empty] | N |  | Y | 1
61075 | Minnesota Solar CSG 19, LLC | 61453 | B.R. Corcoran CSG | MN | Hennepin | 42279 | OP | Solar Photovoltaic | PV | IPP Non-CHP | 2 | 1 | 1 | 1 | 11 | 2017 |  |  |  | Y | [6 empty] | 180 | 30 | 1.4 | Y | [5 empty] | N |  | Y | 1
61075 | Minnesota Solar CSG 19, LLC | 61453 | B.R. Corcoran CSG | MN | Hennepin | 42280 | OP | Solar Photovoltaic | PV | IPP Non-CHP | 2 | 1 | 1 | 1 | 11 | 2017 |  |  |  | Y | [6 empty] | 180 | 30 | 1.4 | Y | [5 empty] | N |  | Y | 1
61075 | Minnesota Solar CSG 19, LLC | 61453 | B.R. Corcoran CSG | MN | Hennepin | 42281 | OP | Solar Photovoltaic | PV | IPP Non-CHP | 2 | 1 | 1 | 1 | 11 | 2017 |  |  |  | Y | [6 empty] | 180 | 30 | 1.4 | Y | [5 empty] | N |  | Y | 1
61075 | Minnesota Solar CSG 19, LLC | 61453 | B.R. Corcoran CSG | MN | Hennepin | 42282 | OP | Solar Photovoltaic | PV | IPP Non-CHP | 2 | 1 | 1 | 1 | 11 | 2017 |  |  |  | Y | [6 empty] | 180 | 30 | 1.4 | Y | [5 empty] | N |  | Y | 1
61074 | Minnesota Solar CSG 21, LLC | 61454 | B.R. Sartell CSG | MN | Stearns | 42286 | OP | Solar Photovoltaic | PV | IPP Non-CHP | 2 | 1 | 1 | 1 | 11 | 2017 |  |  |  | Y | [6 empty] | 180 | 25 | 1.4 | Y | [5 empty] | N |  | Y | 1
61074 | Minnesota Solar CSG 21, LLC | 61454 | B.R. Sartell CSG | MN | Stearns | 42287 | OP | Solar Photovoltaic | PV | IPP Non-CHP | 2 | 1 | 1 | 1 | 11 | 2017 |  |  |  | Y | [6 empty] | 180 | 25 | 1.4 | Y | [5 empty] | N |  | Y | 1
61074 | Minnesota Solar CSG 21, LLC | 61454 | B.R. Sartell CSG | MN | Stearns | 42288 | OP | Solar Photovoltaic | PV | IPP Non-CHP | 2 | 1 | 1 | 1 | 11 | 2017 |  |  |  | Y | [6 empty] | 180 | 25 | 1.4 | Y | [5 empty] | N |  | Y | 1
61073 | Minnesota Solar CSG 9, LLC | 61455 | B.R. Sauk Rapids CSG | MN | Benton | 42292 | OP | Solar Photovoltaic | PV | IPP Non-CHP | 2 | 1 | 1 | 1 | 11 | 2017 |  |  |  | Y | [6 empty] | 180 | 30 | 1.4 | Y | [5 empty] | N |  | Y | 1
61073 | Minnesota Solar CSG 9, LLC | 61455 | B.R. Sauk Rapids CSG | MN | Benton | 42294 | OP | Solar Photovoltaic | PV | IPP Non-CHP | 2 | 1 | 1 | 1 | 11 | 2017 |  |  |  | Y | [6 empty] | 180 | 30 | 1.4 | Y | [5 empty] | N |  | Y | 1
61073 | Minnesota Solar CSG 9, LLC | 61455 | B.R. Sauk Rapids CSG | MN | Benton | 42295 | OP | Solar Photovoltaic | PV | IPP Non-CHP | 2 | 1 | 1 | 1 | 11 | 2017 |  |  |  | Y | [6 empty] | 180 | 30 | 1.4 | Y | [5 empty] | N |  | Y | 1
61073 | Minnesota Solar CSG 9, LLC | 61455 | B.R. Sauk Rapids CSG | MN | Benton | 42296 | OP | Solar Photovoltaic | PV | IPP Non-CHP | 2 | 1 | 1 | 1 | 11 | 2017 |  |  |  | Y | [6 empty] | 180 | 30 | 1.4 | Y | [5 empty] | N |  | Y | 1
61073 | Minnesota Solar CSG 9, LLC | 61455 | B.R. Sauk Rapids CSG | MN | Benton | 42297 | OP | Solar Photovoltaic | PV | IPP Non-CHP | 2 | 1 | 1 | 1 | 11 | 2017 |  |  |  | Y | [6 empty] | 180 | 30 | 1.4 | Y | [5 empty] | N |  | Y | 1
61076 | Minnesota Solar CSG 4, LLC | 61456 | Montgomery Winsted CSG | MN | McLeod | 41620 | OP | Solar Photovoltaic | PV | IPP Non-CHP | 2 | 1 | 1 | 1 | 11 | 2017 |  |  |  | Y | [6 empty] | 180 | 30 | 1.4 | Y | [5 empty] | N |  | Y | 1
61076 | Minnesota Solar CSG 4, LLC | 61456 | Montgomery Winsted CSG | MN | McLeod | 41621 | OP | Solar Photovoltaic | PV | IPP Non-CHP | 2 | 1 | 1 | 1 | 11 | 2017 |  |  |  | Y | [6 empty] | 180 | 30 | 1.4 | Y | [5 empty] | N |  | Y | 1
61076 | Minnesota Solar CSG 4, LLC | 61456 | Montgomery Winsted CSG | MN | McLeod | 41622 | OP | Solar Photovoltaic | PV | IPP Non-CHP | 2 | 1 | 1 | 1 | 11 | 2017 |  |  |  | Y | [6 empty] | 180 | 30 | 1.4 | Y | [5 empty] | N |  | Y | 1
61230 | Arevon Energy, Inc. | 61457 | Palmer Solar Center | VA | Fluvanna | PALM | OP | Solar Photovoltaic | PV | IPP Non-CHP | 2 | 5 | 5 | 5 | 12 | 2017 |  | Y | [8 empty] | 90 |  | 6.7 | Y | [5 empty] | N |  | N
61230 | Arevon Energy, Inc. | 61458 | Martin Solar Center | VA | Goochland | MARTN | OP | Solar Photovoltaic | PV | IPP Non-CHP | 2 | 5 | 5 | 5 | 12 | 2017 |  |  |  | Y | [6 empty] | 180 | 25 | 6.8 | Y | [5 empty] | N |  | N
61032 | Luminace Solar Georgia 2, LLC | 61459 | Georgia Power at Swainsboro | GA | Emanuel | PV1 | OP | Solar Photovoltaic | PV | IPP Non-CHP | 2 | 2.9 | 2.9 | 2.9 | 11 | 2017 |  |  |  | Y | [6 empty] | 180 | 20 | 4.3 | Y | [5 empty] | N |  | N
61077 | IGS ORIX Solar I, LLC | 61460 | IOS - MEW Phase 1 | ME | Somerset | MEW1 | OP | Solar Photovoltaic | PV | IPP Non-CHP | 2 | 4.1 | 4.1 | 2.9 | 1 | 2017 |  |  |  | Y | [6 empty] | 180 | 35 | 4.7 | Y | [5 empty] | Y | 4.7 | N
60571 | AEP Onsite Partners, LLC | 61461 | North Smithfield Solar Power 1 | RI | Providence | NSS01 | OP | Solar Photovoltaic | PV | IPP Non-CHP | 2 | 2 | 2 | 2 | 12 | 2018 |  |  |  | Y | [6 empty] | 180 | 25 | 2.5 | Y | [5 empty] | Y | 1.5 | N
61081 | SR Platte, LLC | 61462 | SR Platte Solar Farm | CO | Weld | PV1 | OP | Solar Photovoltaic | PV | IPP Non-CHP | 2 | 16 | 16 | 16 | 11 | 2017 |  | Y | [8 empty] | 180 | 45 | 21.8 |  | Y |  |  |  |  | N |  | N
61944 | MN8 Energy LLC | 61463 | Vandenberg Solar Project | CA | Santa Barbara | VBERG | OP | Solar Photovoltaic | PV | IPP Non-CHP | 2 | 25.3 | 25.3 | 25.3 | 12 | 2017 |  | Y | [8 empty] | 0 | 0 | 28.2 | Y | [5 empty] | N |  | N
61077 | IGS ORIX Solar I, LLC | 61465 | IGS Solar I - BWI2 | MD | Baltimore | BWI2 | OP | Solar Photovoltaic | PV | IPP Non-CHP | 2 | 1.4 | 1.4 | 1 | 2 | 2017 |  |  |  | Y | [6 empty] | 180 | 10 | 2.1 | Y | [5 empty] | Y | 2 | N
61077 | IGS ORIX Solar I, LLC | 61466 | IOS - ERW9 | NJ | Middlesex | EWR9 | OP | Solar Photovoltaic | PV | IPP Non-CHP | 2 | 5.3 | 5 | 4.1 | 8 | 2017 |  |  |  | Y | [6 empty] | 166 | 10 | 7.5 | Y | [5 empty] | Y | 5.3 | N
61077 | IGS ORIX Solar I, LLC | 61467 | City of Lexington | NE | Dawson | LXNE1 | OP | Solar Photovoltaic | PV | IPP Non-CHP | 2 | 3.5 | 3.6 | 1.6 | 5 | 2017 |  | Y |  | N | [6 empty] | 0 | 52 | 3.9 | Y | [5 empty] | N |  | N
61077 | IGS ORIX Solar I, LLC | 61468 | Valdosta Prison | GA | Lowndes | GPVP1 | OP | Solar Photovoltaic | PV | IPP Non-CHP | 2 | 1 | 1.2 | 1.1 | 8 | 2017 |  |  |  | Y | [6 empty] | 180 | 25 | 1.5 | Y | [5 empty] | N |  | N
61012 | AES Distributed Energy | 61469 | Lichtenthal | NY | Genesee | LIC01 | OP | Solar Photovoltaic | PV | IPP Non-CHP | 2 | 2 | 2 | 2 | 7 | 2018 |  |  |  | Y | [6 empty] | 180 | 25 | 2.8 | Y | [5 empty] | N |  | Y | 2.8
61012 | AES Distributed Energy | 61470 | Call Farms 1 | NY | Genesee | CFM11 | OP | Solar Photovoltaic | PV | IPP Non-CHP | 2 | 2 | 2 | 2 | 7 | 2018 |  |  |  | Y | [6 empty] | 180 | 25 | 2.9 | Y | [5 empty] | N |  | Y | 2.9
61012 | AES Distributed Energy | 61471 | Call Farms 3 | NY | Genesee | CFM31 | OP | Solar Photovoltaic | PV | IPP Non-CHP | 2 | 2 | 2 | 2 | 7 | 2018 |  |  |  | Y | [6 empty] | 180 | 25 | 2.8 | Y | [5 empty] | N |  | Y | 2.8
61012 | AES Distributed Energy | 61472 | San Luis Solar Garden | CO | Conejos | ANTO2 | OP | Solar Photovoltaic | PV | IPP Non-CHP | 2 | 1.2 | 1.2 | 1.2 | 8 | 2017 |  | Y | [8 empty] | 90 |  | 1.5 | Y |  | N |  |  |  | N |  | N
61091 | Hopewell Valley High School | 61473 | Hopewell Valley High School Hybrid | NJ | Mercer | HWVHS | OP | Solar Photovoltaic | PV | IPP Non-CHP | 2 | 0.9 | 0.9 | 0.9 | 12 | 2015 |  |  |  | Y | [6 empty] | 180 | 7.5 | 1 | Y | [5 empty] | N |  | N
58970 | Ecoplexus, Inc | 61478 | SunE Feely 1 CSG, LLC | MN | Dakota | FELY1 | OP | Solar Photovoltaic | PV | IPP Non-CHP | 2 | 1 | 1 | 1 | 9 | 2018 |  |  |  | Y | [6 empty] | 180 | 25 | 1.3 | Y | [5 empty] | N |  | Y | 1.3
58970 | Ecoplexus, Inc | 61478 | SunE Feely 1 CSG, LLC | MN | Dakota | FELY2 | OP | Solar Photovoltaic | PV | IPP Non-CHP | 2 | 1 | 1 | 1 | 9 | 2018 |  |  |  | Y | [6 empty] | 180 | 25 | 1.3 | Y | [5 empty] | N |  | Y | 1.3
58970 | Ecoplexus, Inc | 61478 | SunE Feely 1 CSG, LLC | MN | Dakota | FELY3 | OP | Solar Photovoltaic | PV | IPP Non-CHP | 2 | 1 | 1 | 1 | 9 | 2018 |  |  |  | Y | [6 empty] | 180 | 25 | 1.3 | Y | [5 empty] | N |  | Y | 1.3
58970 | Ecoplexus, Inc | 61478 | SunE Feely 1 CSG, LLC | MN | Dakota | FELY4 | OP | Solar Photovoltaic | PV | IPP Non-CHP | 2 | 1 | 1 | 1 | 9 | 2018 |  |  |  | Y | [6 empty] | 180 | 25 | 1.3 | Y | [5 empty] | N |  | Y | 1.3
58970 | Ecoplexus, Inc | 61478 | SunE Feely 1 CSG, LLC | MN | Dakota | FELY5 | OP | Solar Photovoltaic | PV | IPP Non-CHP | 2 | 1 | 1 | 1 | 9 | 2018 |  |  |  | Y | [6 empty] | 180 | 25 | 1.3 | Y | [5 empty] | N |  | Y | 1.3
58970 | Ecoplexus, Inc | 61483 | Cottage Grove CSG, LLC | MN | Washington | CTGR1 | OP | Solar Photovoltaic | PV | IPP Non-CHP | 2 | 1 | 1 | 1 | 3 | 2018 |  |  |  | Y | [6 empty] | 180 | 25 | 1.3 | Y | [5 empty] | N |  | Y | 1.3
58970 | Ecoplexus, Inc | 61483 | Cottage Grove CSG, LLC | MN | Washington | CTGR2 | OP | Solar Photovoltaic | PV | IPP Non-CHP | 2 | 1 | 1 | 1 | 3 | 2018 |  |  |  | Y | [6 empty] | 180 | 25 | 1.3 | Y | [5 empty] | N |  | Y | 1.3
58970 | Ecoplexus, Inc | 61483 | Cottage Grove CSG, LLC | MN | Washington | CTGR3 | OP | Solar Photovoltaic | PV | IPP Non-CHP | 2 | 1 | 1 | 1 | 3 | 2018 |  |  |  | Y | [6 empty] | 180 | 25 | 1.3 | Y | [5 empty] | N |  | Y | 1.3
58970 | Ecoplexus, Inc | 61483 | Cottage Grove CSG, LLC | MN | Washington | CTGR4 | OP | Solar Photovoltaic | PV | IPP Non-CHP | 2 | 1 | 1 | 1 | 3 | 2018 |  |  |  | Y | [6 empty] | 180 | 25 | 1.3 | Y | [5 empty] | N |  | Y | 1.3
58970 | Ecoplexus, Inc | 61483 | Cottage Grove CSG, LLC | MN | Washington | CTGR5 | OP | Solar Photovoltaic | PV | IPP Non-CHP | 2 | 1 | 1 | 1 | 3 | 2018 |  |  |  | Y | [6 empty] | 180 | 25 | 1.3 | Y | [5 empty] | N |  | Y | 1.3
58970 | Ecoplexus, Inc | 61484 | Fox CSG, LLC | MN | Chisago | FOX1 | OP | Solar Photovoltaic | PV | IPP Non-CHP | 2 | 1 | 1 | 1 | 3 | 2018 |  |  |  | Y | [6 empty] | 180 | 25 | 1.3 | Y | [5 empty] | N |  | Y | 1.3
58970 | Ecoplexus, Inc | 61484 | Fox CSG, LLC | MN | Chisago | FOX2 | OP | Solar Photovoltaic | PV | IPP Non-CHP | 2 | 1 | 1 | 1 | 3 | 2018 |  |  |  | Y | [6 empty] | 180 | 25 | 1.3 | Y | [5 empty] | N |  | Y | 1.3
58970 | Ecoplexus, Inc | 61484 | Fox CSG, LLC | MN | Chisago | FOX3 | OP | Solar Photovoltaic | PV | IPP Non-CHP | 2 | 1 | 1 | 1 | 3 | 2018 |  |  |  | Y | [6 empty] | 180 | 25 | 1.3 | Y | [5 empty] | N |  | Y | 1.3
58970 | Ecoplexus, Inc | 61484 | Fox CSG, LLC | MN | Chisago | FOX4 | OP | Solar Photovoltaic | PV | IPP Non-CHP | 2 | 1 | 1 | 1 | 3 | 2018 |  |  |  | Y | [6 empty] | 180 | 25 | 1.3 | Y | [5 empty] | N |  | Y | 1.3
58970 | Ecoplexus, Inc | 61484 | Fox CSG, LLC | MN | Chisago | FOX5 | OP | Solar Photovoltaic | PV | IPP Non-CHP | 2 | 1 | 1 | 1 | 3 | 2018 |  |  |  | Y | [6 empty] | 180 | 25 | 1.3 | Y | [5 empty] | N |  | Y | 1.3
58970 | Ecoplexus, Inc | 61485 | SunE Stolee CSG, LLC | MN | Rice | STOL1 | OP | Solar Photovoltaic | PV | IPP Non-CHP | 2 | 1 | 1 | 1 | 3 | 2018 |  |  |  | Y | [6 empty] | 180 | 25 | 1.3 | Y | [5 empty] | N |  | Y | 1.3
58970 | Ecoplexus, Inc | 61485 | SunE Stolee CSG, LLC | MN | Rice | STOL2 | OP | Solar Photovoltaic | PV | IPP Non-CHP | 2 | 1 | 1 | 1 | 3 | 2018 |  |  |  | Y | [6 empty] | 180 | 25 | 1.3 | Y | [5 empty] | N |  | Y | 1.3
58970 | Ecoplexus, Inc | 61485 | SunE Stolee CSG, LLC | MN | Rice | STOL3 | OP | Solar Photovoltaic | PV | IPP Non-CHP | 2 | 1 | 1 | 1 | 3 | 2018 |  |  |  | Y | [6 empty] | 180 | 25 | 1.3 | Y | [5 empty] | N |  | Y | 1.3
58970 | Ecoplexus, Inc | 61486 | Wyoming 2 CSG, LLC | MN | Chisago | WY01 | OP | Solar Photovoltaic | PV | IPP Non-CHP | 2 | 1 | 1 | 1 | 3 | 2018 |  |  |  | Y | [6 empty] | 180 | 25 | 1.3 | Y | [5 empty] | N |  | Y | 1.3
58970 | Ecoplexus, Inc | 61486 | Wyoming 2 CSG, LLC | MN | Chisago | WY02 | OP | Solar Photovoltaic | PV | IPP Non-CHP | 2 | 1 | 1 | 1 | 3 | 2018 |  |  |  | Y | [6 empty] | 180 | 25 | 1.3 | Y | [5 empty] | N |  | Y | 1.3
58970 | Ecoplexus, Inc | 61486 | Wyoming 2 CSG, LLC | MN | Chisago | WY03 | OP | Solar Photovoltaic | PV | IPP Non-CHP | 2 | 1 | 1 | 1 | 3 | 2018 |  |  |  | Y | [6 empty] | 180 | 25 | 1.3 | Y | [5 empty] | N |  | Y | 1.3
58970 | Ecoplexus, Inc | 61486 | Wyoming 2 CSG, LLC | MN | Chisago | WY04 | OP | Solar Photovoltaic | PV | IPP Non-CHP | 2 | 1 | 1 | 1 | 3 | 2018 |  |  |  | Y | [6 empty] | 180 | 25 | 1.3 | Y | [5 empty] | N |  | Y | 1.3
58970 | Ecoplexus, Inc | 61486 | Wyoming 2 CSG, LLC | MN | Chisago | WY05 | OP | Solar Photovoltaic | PV | IPP Non-CHP | 2 | 1 | 1 | 1 | 3 | 2018 |  |  |  | Y | [6 empty] | 180 | 25 | 1.3 | Y | [5 empty] | N |  | Y | 1.3
61093 | SL Babylon, LLC | 61487 | SL Babylon | NY | Suffolk | SLBAB | OP | Solar Photovoltaic | PV | IPP Non-CHP | 2 | 9 | 9 | 9 | 12 | 2017 |  |  |  | Y | [6 empty] | 180 | 20 | 10.6 | Y | [5 empty] | N |  | N
61096 | Cameron Solar, LLC | 61489 | Cameron Solar | SC | Calhoun | CAM | OP | Solar Photovoltaic | PV | IPP Non-CHP | 2 | 20 | 20 | 20 | 12 | 2017 |  | Y | [8 empty] | 90 | 60 | 28 | Y | [5 empty] | N |  | N
61097 | Estill Solar I, LLC | 61490 | Estill Solar | SC | Hampton | EST1 | OP | Solar Photovoltaic | PV | IPP Non-CHP | 2 | 20 | 20 | 20 | 12 | 2017 |  | Y | [8 empty] | 90 | 60 | 28 | Y | [5 empty] | N |  | N
61100 | E-Volve Energy Holdings LLC | 61493 | E-Volve Energy Holdings LLC | TX | Austin | SEALY | OP | Solar Photovoltaic | PV | IPP Non-CHP | 2 | 1.2 | 1.2 | 1.2 | 12 | 2015 |  | Y | [8 empty] | 90 | 0 | 1.6 |  | Y |  |  |  |  | N |  | N
61101 | Minnesota Solar CSG 1, LLC | 61494 | Wright Cuddyer CSG | MN | Wright | 41327 | OP | Solar Photovoltaic | PV | IPP Non-CHP | 2 | 1 | 1 | 1 | 10 | 2018 |  |  |  | Y | [6 empty] | 180 | 25 | 1.4 | Y | [5 empty] | N |  | Y | 1
61101 | Minnesota Solar CSG 1, LLC | 61494 | Wright Cuddyer CSG | MN | Wright | 41328 | OP | Solar Photovoltaic | PV | IPP Non-CHP | 2 | 1 | 1 | 1 | 10 | 2018 |  |  |  | Y | [6 empty] | 180 | 25 | 1.4 | Y | [5 empty] | N |  | Y | 1
61101 | Minnesota Solar CSG 1, LLC | 61494 | Wright Cuddyer CSG | MN | Wright | 41329 | OP | Solar Photovoltaic | PV | IPP Non-CHP | 2 | 1 | 1 | 1 | 10 | 2018 |  |  |  | Y | [6 empty] | 180 | 25 | 1.4 | Y | [5 empty] | N |  | Y | 1
61101 | Minnesota Solar CSG 1, LLC | 61494 | Wright Cuddyer CSG | MN | Wright | 41330 | OP | Solar Photovoltaic | PV | IPP Non-CHP | 2 | 1 | 1 | 1 | 10 | 2018 |  |  |  | Y | [6 empty] | 180 | 25 | 1.4 | Y | [5 empty] | N |  | Y | 1
61102 | Minnesota Solar CSG 8, LLC | 61495 | Carver Gladden CSG | MN | Carver | 42254 | OP | Solar Photovoltaic | PV | IPP Non-CHP | 2 | 1 | 1 | 1 | 4 | 2018 |  |  |  | Y | [6 empty] | 180 | 25 | 1.4 | Y | [5 empty] | N |  | Y | 1
61102 | Minnesota Solar CSG 8, LLC | 61495 | Carver Gladden CSG | MN | Carver | 42255 | OP | Solar Photovoltaic | PV | IPP Non-CHP | 2 | 1 | 1 | 1 | 4 | 2018 |  |  |  | Y | [6 empty] | 180 | 25 | 1.4 | Y | [5 empty] | N |  | Y | 1
61102 | Minnesota Solar CSG 8, LLC | 61495 | Carver Gladden CSG | MN | Carver | 42256 | OP | Solar Photovoltaic | PV | IPP Non-CHP | 2 | 1 | 1 | 1 | 4 | 2018 |  |  |  | Y | [6 empty] | 180 | 25 | 1.4 | Y | [5 empty] | N |  | Y | 1
60888 | GCL New Energy, Inc. | 61496 | Adams Solar Center | OR | Jefferson | ADAMS | OP | Solar Photovoltaic | PV | IPP Non-CHP | 2 | 10 | 10 | 10 | 7 | 2018 |  | Y | [8 empty] | 0 | 0 | 13.1 | Y | [5 empty] | N |  | N
60888 | GCL New Energy, Inc. | 61497 | Elbe Solar Center | OR | Jefferson | ELBE | OP | Solar Photovoltaic | PV | IPP Non-CHP | 2 | 10 | 10 | 10 | 8 | 2018 |  | Y | [8 empty] | 0 | 0 | 13.1 | Y | [5 empty] | N |  | N
61095 | Hampton Solar II, LLC | 61498 | Hampton Solar 2 | SC | Hampton | HAM2 | OP | Solar Photovoltaic | PV | IPP Non-CHP | 2 | 20 | 20 | 20 | 12 | 2017 |  | Y | [8 empty] | 90 | 60 | 28 | Y | [5 empty] | N |  | N
56769 | Consolidated Edison Development Inc. | 61499 | CED Foster | RI | Providence | FORI | OP | Solar Photovoltaic | PV | IPP Non-CHP | 2 | 2 | 2 | 2 | 12 | 2017 |  |  |  | Y | [6 empty] | 180 | 20 | 2.6 | Y | [5 empty] | N |  | N
60571 | AEP Onsite Partners, LLC | 61500 | Porter Way Community Solar Garden | MN | Carver | PV1 | OP | Solar Photovoltaic | PV | IPP Non-CHP | 2 | 3 | 3 | 3 | 2 | 2018 |  | N |  | Y | [6 empty] | 0 | 25 | 3.9 | Y | [5 empty] | N |  | N
61108 | RJC I CSG LLC | 61504 | RJC I CSG | MN | Steele | RCJ1 | OP | Solar Photovoltaic | PV | IPP Non-CHP | 2 | 1 | 1 | 1 | 7 | 2018 |  |  |  | Y | [6 empty] | 180 | 30 | 1.4 | Y | [5 empty] | Y | 1 | N
61109 | Huneke I CSG LLC | 61505 | Huneke I CSG | MN | Goodhue | HUNE1 | OP | Solar Photovoltaic | PV | IPP Non-CHP | 2 | 1 | 1 | 1 | 5 | 2018 |  |  |  | Y | [6 empty] | 180 | 30 | 1.4 | Y | [5 empty] | Y | 1 | N
61110 | Krause CSG LLC | 61506 | Krause CSG | MN | Renville | KRAUS | OP | Solar Photovoltaic | PV | IPP Non-CHP | 2 | 1 | 1 | 1 | 5 | 2018 |  |  |  | Y | [6 empty] | 180 | 30 | 1.4 | Y | [5 empty] | Y | 1 | N
61111 | DG New Jersey Solar, LLC | 61507 | DG New Jersey Solar RLS Logistics | NJ | Gloucester | RLSNJ | OP | Solar Photovoltaic | PV | IPP Non-CHP | 2 | 4 | 4 | 4 | 1 | 2018 |  | Y |  | N | [6 empty] | 90 |  | 4.1 | Y | [5 empty] | N |  | N
61012 | AES Distributed Energy | 61509 | Monroe County Sites A & B | NY | Monroe | MONA | OP | Solar Photovoltaic | PV | IPP Non-CHP | 2 | 1.7 | 1.7 | 1.7 | 12 | 2017 |  | N |  | Y | [6 empty] | 180 | 20 | 2.4 | Y | [5 empty] | N |  | Y | 2.4
61012 | AES Distributed Energy | 61509 | Monroe County Sites A & B | NY | Monroe | MONB | OP | Solar Photovoltaic | PV | IPP Non-CHP | 2 | 1.7 | 1.7 | 1.7 | 12 | 2017 |  | N |  | Y | [6 empty] | 180 | 20 | 2.4 | Y | [5 empty] | N |  | Y | 2.4
61012 | AES Distributed Energy | 61510 | Monroe County Sites C, D, & E | NY | Monroe | MONC | OP | Solar Photovoltaic | PV | IPP Non-CHP | 2 | 2 | 2 | 2 | 12 | 2017 |  | N |  | Y | [6 empty] | 180 | 20 | 2.8 | Y | [5 empty] | N |  | Y | 2.8
61012 | AES Distributed Energy | 61510 | Monroe County Sites C, D, & E | NY | Monroe | MOND | OP | Solar Photovoltaic | PV | IPP Non-CHP | 2 | 2 | 2 | 2 | 12 | 2017 |  | N |  | Y | [6 empty] | 180 | 20 | 2.8 | Y | [5 empty] | N |  | Y | 2.8
61012 | AES Distributed Energy | 61510 | Monroe County Sites C, D, & E | NY | Monroe | MONE | OP | Solar Photovoltaic | PV | IPP Non-CHP | 2 | 2 | 2 | 2 | 12 | 2017 |  | N |  | Y | [6 empty] | 180 | 20 | 2.8 | Y | [5 empty] | N |  | Y | 2.8
61060 | Cypress Creek Renewables | 61512 | Bullock Solar, LLC | NC | Vance | GEN1 | OP | Solar Photovoltaic | PV | IPP Non-CHP | 2 | 50 | 50 | 50 | 12 | 2017 |  |  |  | Y | [6 empty] | 180 | 20 | 75 | Y | [5 empty] | N |  | N
61060 | Cypress Creek Renewables | 61513 | Marlin Solar | TX | Limestone | GEN1 | OP | Solar Photovoltaic | PV | IPP Non-CHP | 2 | 5.3 | 5.3 | 5.3 | 12 | 2017 |  |  |  | Y | [6 empty] | 180 | 20 | 7.2 | Y | [5 empty] | N |  | N
61060 | Cypress Creek Renewables | 61514 | North Gainesville Solar | TX | Cooke | GEN1 | OP | Solar Photovoltaic | PV | IPP Non-CHP | 2 | 5.2 | 5.2 | 5.2 | 12 | 2017 |  |  |  | Y | [6 empty] | 180 | 20 | 6.7 | Y | [5 empty] | N |  | N
61113 | DG Camden, LLC | 61515 | DG Camden LLC Holtec | NJ | Camden | HOLTC | OP | Solar Photovoltaic | PV | IPP Non-CHP | 2 | 2.2 | 2.2 | 2.2 | 12 | 2017 |  |  |  | Y | [6 empty] | 180 | 10 | 3.2 | Y | [5 empty] | N |  | N
61114 | School Sisters CSG LLC | 61516 | School Sisters CSG | MN | Blue Earth | SCHOO | OP | Solar Photovoltaic | PV | IPP Non-CHP | 2 | 1 | 1 | 1 | 5 | 2018 |  |  |  | Y | [6 empty] | 180 | 30 | 1.4 | Y | [5 empty] | Y | 1 | N
59254 | NuGen Capital Management | 61518 | 301 Chestnut Solar NG | MA | Hampden | 3010 | OP | Solar Photovoltaic | PV | IPP Non-CHP | 2 | 2 | 2 | 2 | 4 | 2017 |  |  |  | Y | [6 empty] | 180 | 25 | 2.3 | Y | [5 empty] | Y | 2.2 | N
61060 | Cypress Creek Renewables | 61519 | Baker Point | MD | Frederick | GEN1 | OP | Solar Photovoltaic | PV | IPP Non-CHP | 2 | 9 | 9 | 9 | 10 | 2016 |  |  |  | Y | [6 empty] | 180 | 25 | 11 | Y | [5 empty] | N |  | N
61060 | Cypress Creek Renewables | 61520 | Rosewood Solar | NC | Wayne | GEN1 | OP | Solar Photovoltaic | PV | IPP Non-CHP | 2 | 2 | 2 | 2 | 10 | 2016 |  |  |  | Y | [6 empty] | 180 | 20 | 3 | Y | [5 empty] | N |  | N
61126 | Swamp Fox Solar, LLC | 61521 | Swamp Fox Solar | SC | Lexington | PGRD2 | OP | Solar Photovoltaic | PV | IPP Non-CHP | 2 | 10.8 | 10.8 | 10.8 | 12 | 2017 |  | Y | [8 empty] | 180 | 60 | 15.2 | Y | [5 empty] | N |  | N
61127 | Champion Solar, LLC | 61522 | Champion Solar | SC | Lexington | PGRD3 | OP | Solar Photovoltaic | PV | IPP Non-CHP | 2 | 10.8 | 10.8 | 10.8 | 12 | 2017 |  | Y | [8 empty] | 180 | 60 | 15.2 | Y | [5 empty] | N |  | N
61128 | Haley Solar, LLC | 61523 | Haley Solar | SC | Allendale | PGRD1 | OP | Solar Photovoltaic | PV | IPP Non-CHP | 2 | 8.2 | 8.2 | 8.2 | 12 | 2017 |  | Y | [8 empty] | 180 | 60 | 11.4 | Y | [5 empty] | N |  | N
61060 | Cypress Creek Renewables | 61524 | Whitewright Solar | TX | Fannin | GEN1 | OP | Solar Photovoltaic | PV | IPP Non-CHP | 2 | 10 | 10 | 10 | 12 | 2017 |  | Y |  | Y | [6 empty] | 180 | 20 | 14 | Y | [5 empty] | N |  | N
61060 | Cypress Creek Renewables | 61525 | ABD Farms | NC | Randolph | GEN1 | OP | Solar Photovoltaic | PV | IPP Non-CHP | 2 | 5 | 5 | 5 | 12 | 2017 |  |  |  | Y | [6 empty] | 180 | 20 | 6.2 | Y | [5 empty] | N |  | N
61060 | Cypress Creek Renewables | 61526 | Antanavica Solar | MA | Worcester | GEN1 | OP | Solar Photovoltaic | PV | IPP Non-CHP | 2 | 1 | 1 | 1 | 8 | 2018 |  |  |  | Y | [6 empty] | 180 | 20 | 1.4 |  |  |  | Y |  |  | N |  | N
61060 | Cypress Creek Renewables | 61527 | Bakatsias Solar | NC | Alamance | GEN1 | OP | Solar Photovoltaic | PV | IPP Non-CHP | 2 | 5 | 5 | 5 | 12 | 2017 |  |  |  | Y | [6 empty] | 180 | 20 | 5.3 | Y | [5 empty] | N |  | N
61060 | Cypress Creek Renewables | 61528 | Bayboro Solar Farm | NC | Pamlico | GEN1 | OP | Solar Photovoltaic | PV | IPP Non-CHP | 2 | 5 | 5 | 5 | 12 | 2017 |  |  |  | Y | [6 empty] | 180 | 20 | 5.7 | Y | [5 empty] | N |  | N
61060 | Cypress Creek Renewables | 61529 | Estill Solar II | SC | Allendale | GEN1 | OP | Solar Photovoltaic | PV | IPP Non-CHP | 2 | 10.2 | 10.2 | 10.2 | 12 | 2017 |  |  |  | Y | [6 empty] | 180 | 20 | 14.8 | Y | [5 empty] | N |  | N
61060 | Cypress Creek Renewables | 61530 | Gaston Solar I - SC | SC | Lexington | GEN1 | OP | Solar Photovoltaic | PV | IPP Non-CHP | 2 | 10.2 | 10.2 | 10.2 | 3 | 2018 |  |  |  | Y | [6 empty] | 180 | 20 | 14.8 |  |  |  | Y |  |  | N |  | N
61060 | Cypress Creek Renewables | 61532 | Leon Solar | TX | Hunt | GEN1 | OP | Solar Photovoltaic | PV | IPP Non-CHP | 2 | 10 | 10 | 10 | 12 | 2017 |  | Y |  | Y | [6 empty] | 180 | 20 | 14 | Y | [5 empty] | N |  | N
58468 | Dominion Renewable Energy | 61533 | Mustang Solar | NC | Moore | GEN1 | OP | Solar Photovoltaic | PV | IPP Non-CHP | 2 | 5 | 5 | 5 | 7 | 2018 |  |  |  | Y | [6 empty] | 180 | 20 | 7.5 | Y | [5 empty] | N |  | N
61060 | Cypress Creek Renewables | 61534 | Old Caroleen Solar Farm | NC | Rutherford | GEN1 | OP | Solar Photovoltaic | PV | IPP Non-CHP | 2 | 2 | 2 | 2 | 7 | 2018 |  | Y |  | Y | [6 empty] | 180 | 20 | 3 | Y | [5 empty] | N |  | N
61060 | Cypress Creek Renewables | 61535 | Statesville Solar | NC | Rowan | GEN1 | OP | Solar Photovoltaic | PV | IPP Non-CHP | 2 | 5 | 5 | 5 | 12 | 2017 |  |  |  | Y | [6 empty] | 180 | 20 | 6.2 | Y | [5 empty] | N |  | N
61060 | Cypress Creek Renewables | 61536 | Wakefield Solar | NC | Wake | GEN1 | OP | Solar Photovoltaic | PV | IPP Non-CHP | 2 | 5 | 5 | 5 | 12 | 2017 |  |  |  | Y | [6 empty] | 180 | 20 | 6.2 | Y | [5 empty] | N |  | N
61146 | Ameresco, Inc - Weston | 61537 | Weston Landfill Solar | MA | Middlesex | WESTO | OP | Solar Photovoltaic | PV | IPP Non-CHP | 2 | 1.8 | 1.8 | 1.8 | 3 | 2016 |  |  |  | Y | [6 empty] | 180 | 15 | 2.3 | Y | [5 empty] | N |  | Y | 1.8
61147 | Ameresco, Inc - Braintree | 61538 | Braintree Landfill Solar | MA | Norfolk | BRAIN | OP | Solar Photovoltaic | PV | IPP Non-CHP | 2 | 1 | 1 | 1 | 12 | 2014 |  |  |  | Y | [6 empty] | 180 | 25 | 1.3 | Y | [5 empty] | N |  | N
61148 | Ameresco, Inc - GELD | 61539 | GELD Solar Farm | MA | Middlesex | GELD | OP | Solar Photovoltaic | PV | IPP Non-CHP | 2 | 2.3 | 2.3 | 2.3 | 6 | 2016 |  |  |  | Y | [6 empty] | 180 | 15 | 3 | Y | [5 empty] | N |  | N
60947 | Tesla Inc. | 61541 | Town of Rocky Hill PV CSG | CT | Hartford | PV1 | OP | Solar Photovoltaic | PV | IPP Non-CHP | 2 | 1 | 1 | 1 | 3 | 2018 |  | Y |  | N | [6 empty] | 180 | 10 | 1.3 | Y | [5 empty] | N |  | Y | 1
60947 | Tesla Inc. | 61541 | Town of Rocky Hill PV CSG | CT | Hartford | PV2 | OP | Solar Photovoltaic | PV | IPP Non-CHP | 2 | 1 | 1 | 1 | 3 | 2018 |  | Y |  | N | [6 empty] | 180 | 10 | 1.3 | Y | [5 empty] | N |  | Y | 1
60947 | Tesla Inc. | 61541 | Town of Rocky Hill PV CSG | CT | Hartford | PV3 | OP | Solar Photovoltaic | PV | IPP Non-CHP | 2 | 1 | 1 | 1 | 3 | 2018 |  | Y |  | N | [6 empty] | 180 | 10 | 1.3 | Y | [5 empty] | N |  | Y | 1
61060 | Cypress Creek Renewables | 61542 | PopeSun CSG, LLC | MN | Pope | GEN1 | OP | Solar Photovoltaic | PV | IPP Non-CHP | 2 | 5 | 5 | 5 | 12 | 2017 |  |  |  | Y | [6 empty] | 180 | 20 | 6.2 | Y | [5 empty] | N |  | Y | 6.2
61060 | Cypress Creek Renewables | 61543 | CF Novel Solar CSG Gardens Five, LLC | MN | Steele | GEN1 | OP | Solar Photovoltaic | PV | IPP Non-CHP | 2 | 3.4 | 3.4 | 3.4 | 12 | 2017 |  |  |  | Y | [6 empty] | 180 | 20 | 5 | Y | [5 empty] | N |  | Y | 5
61060 | Cypress Creek Renewables | 61544 | LeSun CSG, LLC | MN | Le Sueur | GEN1 | OP | Solar Photovoltaic | PV | IPP Non-CHP | 2 | 5 | 5 | 5 | 1 | 2018 |  |  |  | Y | [6 empty] | 180 | 20 | 7.1 | Y | [5 empty] | N |  | Y | 7.1
61060 | Cypress Creek Renewables | 61545 | CGSun, LLC Community Solar | MN | Washington | GEN1 | OP | Solar Photovoltaic | PV | IPP Non-CHP | 2 | 4 | 4 | 4 | 12 | 2017 |  |  |  | Y | [6 empty] | 180 | 20 | 5 | Y | [5 empty] | N |  | Y | 5
61060 | Cypress Creek Renewables | 61547 | WrightSun CSG, LLC | MN | Wright | GEN1 | OP | Solar Photovoltaic | PV | IPP Non-CHP | 2 | 5 | 5 | 5 | 1 | 2018 |  |  |  | Y | [6 empty] | 180 | 20 | 6.5 |  |  |  | Y |  |  | N |  | Y | 6.5
61060 | Cypress Creek Renewables | 61548 | CF Novel Solar CSG Gardens Seven, LLC | MN | Sherburne | GEN1 | OP | Solar Photovoltaic | PV | IPP Non-CHP | 2 | 3.3 | 3.3 | 3.3 | 12 | 2017 |  |  |  | Y | [6 empty] | 180 | 20 | 4.5 | Y | [5 empty] | N |  | Y | 4.5
64647 | DG Haverhill | 61550 | DG Haverhill CSG | MA | Essex | HAVER | OP | Solar Photovoltaic | PV | IPP Non-CHP | 2 | 3 | 3 | 3 | 9 | 2017 |  |  |  | Y | [6 empty] | 180 | 20 | 4.2 | Y | [5 empty] | N |  | Y | 4.2
61153 | Montevue Lane Solar, LLC | 61552 | Fort Detrick Solar PV | MD | Frederick | FDSPV | OP | Solar Photovoltaic | PV | IPP Non-CHP | 2 | 15.7 | 15.7 | 12.6 | 2 | 2016 |  |  |  | Y | [6 empty] | 180 | 15 | 18.6 | Y | [5 empty] | N |  | N
61944 | MN8 Energy LLC | 61553 | Klamath Falls Solar 2 CSG | OR | Klamath | 1 | OP | Solar Photovoltaic | PV | IPP Non-CHP | 2 | 2.9 | 2.9 | 2.9 | 12 | 2017 |  | Y | [8 empty] | 0 |  | 3.9 | Y | [5 empty] | N |  | Y | 3.9
7140 | Georgia Power Co | 61554 | Comer Solar | GA | Madison | 1 | OP | Solar Photovoltaic | PV | Electric Utility | 1 | 2 | 2.2 | 2.2 | 1 | 2018 |  |  |  | Y | [6 empty] | 180 | 23 | 2.8 | Y | [5 empty] | N |  | N
64638 | DG Crystal Spring CSG | 61555 | DG Crystal Spring CSG | MA | Plymouth | SPRIN | OP | Solar Photovoltaic | PV | IPP Non-CHP | 2 | 4.2 | 4.2 | 4.2 | 7 | 2017 |  |  |  | Y | [6 empty] | 180 | 20 | 5.3 | Y | [5 empty] | N |  | Y | 5.3
61156 | NMRD Data Center, LLC | 61556 | Facebook 1 Solar Energy Center | NM | Valencia | FB1 | OP | Solar Photovoltaic | PV | IPP Non-CHP | 2 | 10 | 10 | 8.2 | 12 | 2017 |  | Y | [8 empty] | 180 | 0 | 12.5 | Y | [5 empty] | N |  | N
61156 | NMRD Data Center, LLC | 61557 | Facebook 2 Solar Energy Center | NM | Bernalillo | FB2 | OP | Solar Photovoltaic | PV | IPP Non-CHP | 2 | 10 | 10 | 8.2 | 2 | 2018 |  | Y | [8 empty] | 180 | 0 | 12.5 | Y | [5 empty] | N |  | N
61156 | NMRD Data Center, LLC | 61558 | Facebook 3 Solar Energy Center | NM | Bernalillo | FB3 | OP | Solar Photovoltaic | PV | IPP Non-CHP | 2 | 10 | 10 | 8.2 | 4 | 2018 |  | Y | [8 empty] | 180 | 0 | 12.5 | Y | [5 empty] | N |  | N
61160 | Woodline Solar, LLC | 61559 | Woodline Solar | OR | Klamath | PGRD5 | OP | Solar Photovoltaic | PV | IPP Non-CHP | 2 | 8 | 8 | 8 | 12 | 2017 |  | Y | [8 empty] | 180 | 60 | 11.1 | Y | [5 empty] | N |  | N
61161 | Norwest Energy 7, LLC | 61560 | Eagle Point Solar | OR | Jackson | PGRD4 | OP | Solar Photovoltaic | PV | IPP Non-CHP | 2 | 9.9 | 9.9 | 9.9 | 12 | 2017 |  | Y | [8 empty] | 180 | 60 | 13.1 | Y | [5 empty] | N |  | N
61060 | Cypress Creek Renewables | 61561 | Bladen Solar | NC | Bladen | GEN1 | OP | Solar Photovoltaic | PV | IPP Non-CHP | 2 | 50 | 50 | 50 | 12 | 2017 |  |  |  | Y | [6 empty] | 180 | 20 | 75 | Y | [5 empty] | N |  | N
58871 | Citizens Enterprises Corporation | 61562 | Falmouth Landfill Solar | MA | Barnstable | FAL1 | OP | Solar Photovoltaic | PV | IPP Non-CHP | 2 | 3 | 3 | 3 | 4 | 2017 |  |  |  | Y | [6 empty] | 180 | 25 | 4 | Y | [5 empty] | N |  | Y | 4
61163 | Denver Metro Solar LLC | 61563 | Denver Metro Solar | CO | Adams | 53962 | OP | Solar Photovoltaic | PV | IPP Non-CHP | 2 | 1.6 | 1.6 | 1.6 | 12 | 2017 |  | Y |  | N | [6 empty] | 180 |  | 2 | Y | [5 empty] | N |  | N
58822 | MC Power Companies Inc | 61566 | El Dorado Springs Solar Farm | MO | Cedar | EDSF1 | OP | Solar Photovoltaic | PV | IPP Non-CHP | 2 | 2.5 | 2.5 | 2.5 | 6 | 2018 |  |  |  | Y | [6 empty] | 180 | 25 | 3.2 | Y | [5 empty] | N |  | N
61168 | Veseli Solar I LLC | 61570 | Veseli Community Solar Garden | MN | Rice | 40921 | OP | Solar Photovoltaic | PV | IPP Non-CHP | 2 | 1 | 1 | 1 | 2 | 2018 |  | Y | [8 empty] | 180 | 0 | 1.4 | Y | [5 empty] | N |  | Y | 1.4
61169 | New Germany Solar I LLC | 61571 | New Germany Community Solar Garden | MN | Carver | 39062 | OP | Solar Photovoltaic | PV | IPP Non-CHP | 2 | 1 | 1 | 1 | 4 | 2018 |  | Y |  | N | [6 empty] | 180 | 0 | 1.4 | Y | [5 empty] | N |  | Y | 1.4
61170 | Lake Waconia Solar LLC | 61572 | Lake Waconia Community Solar Garden | MN | Carver | 38610 | OP | Solar Photovoltaic | PV | IPP Non-CHP | 2 | 1 | 1 | 1 | 2 | 2018 |  |  |  | Y | [6 empty] | 180 | 30 | 1.4 | Y | [5 empty] | N |  | Y | 1.4
61171 | Lake Waconia Solar IV LLC | 61573 | Lake Waconia IV Community Solar Garden | MN | Carver | 40926 | OP | Solar Photovoltaic | PV | IPP Non-CHP | 2 | 1 | 1 | 1 | 2 | 2018 |  |  |  | Y | [6 empty] | 180 | 25 | 1.4 | Y | N |  |  |  |  | N |  | Y | 1.4
61172 | Zumbro Solar LLC | 61574 | Zumbro Community Solar Garden | MN | Goodhue | 38674 | OP | Solar Photovoltaic | PV | IPP Non-CHP | 2 | 1 | 1 | 1 | 4 | 2018 |  |  |  | Y | [6 empty] | 180 | 30 | 1.4 | Y | [5 empty] | N |  | Y | 1.4
61012 | AES Distributed Energy | 61575 | Anheuser-Busch Baldwinsville | NY | Onondaga | BAL01 | OP | Solar Photovoltaic | PV | IPP Non-CHP | 2 | 2 | 2 | 2 | 7 | 2018 |  | N |  | Y | [6 empty] | 180 | 25 | 2.8 | Y | [5 empty] | N |  | Y | 2.8
61012 | AES Distributed Energy | 61576 | Columbia University - Johnson Farms | NY | Orange | JF01 | OP | Solar Photovoltaic | PV | IPP Non-CHP | 2 | 2 | 2 | 2 | 7 | 2018 |  |  |  | Y | [6 empty] | 180 | 25 | 2.9 | Y | [5 empty] | N |  | Y | 2.9
61012 | AES Distributed Energy | 61577 | Time Warner Cable Enterprises - Martino | NY | Oneida | MRT01 | OP | Solar Photovoltaic | PV | IPP Non-CHP | 2 | 2 | 2 | 2 | 7 | 2018 |  |  |  | Y | [6 empty] | 180 | 25 | 2.8 | Y | [5 empty] | N |  | Y | 2.8
61012 | AES Distributed Energy | 61578 | Columbia University - Minisink | NY | Orange | MIN01 | OP | Solar Photovoltaic | PV | IPP Non-CHP | 2 | 2 | 2 | 2 | 7 | 2018 |  |  |  | Y | [6 empty] | 180 | 25 | 2.9 | Y | [5 empty] | N |  | Y | 2.9
61012 | AES Distributed Energy | 61579 | St. Lawrence University - Sutton | NY | Jefferson | SUT01 | OP | Solar Photovoltaic | PV | IPP Non-CHP | 2 | 2 | 2 | 2 | 7 | 2018 |  |  |  | Y | [6 empty] | 180 | 25 | 2.9 | Y | [5 empty] | N |  | Y | 2.9
59462 | Heelstone Energy Holdings, LLC | 61580 | Tumbleweed Solar, LLC | OR | Deschutes | TUMBL | OP | Solar Photovoltaic | PV | IPP Non-CHP | 2 | 9.9 | 9.9 | 9.9 | 12 | 2017 |  |  |  | Y | [6 empty] | 180 | 28 | 14 | Y | [5 empty] | N |  | N
59462 | Heelstone Energy Holdings, LLC | 61581 | Davis Lane Solar, LLC | NC | Perquimans | DAVIS | OP | Solar Photovoltaic | PV | IPP Non-CHP | 2 | 5 | 5 | 5 | 12 | 2017 |  |  |  | Y | [6 empty] | 180 | 20 | 7 | Y | [5 empty] | N |  | N
61187 | DG Minnesota CSG, LLC | 61585 | Scandia CSG | MN | Washington | 40802 | OP | Solar Photovoltaic | PV | IPP Non-CHP | 2 | 1 | 1 | 1 | 1 | 2018 |  | Y |  | N | [6 empty] | 180 |  | 1 | Y | [5 empty] | N |  | N
61187 | DG Minnesota CSG, LLC | 61585 | Scandia CSG | MN | Washington | 40803 | OP | Solar Photovoltaic | PV | IPP Non-CHP | 2 | 1 | 1 | 1 | 1 | 2018 |  | Y |  | N | [6 empty] | 180 |  | 1 | Y | [5 empty] | N |  | N
61187 | DG Minnesota CSG, LLC | 61585 | Scandia CSG | MN | Washington | 40804 | OP | Solar Photovoltaic | PV | IPP Non-CHP | 2 | 1 | 1 | 1 | 1 | 2018 |  | Y |  | N | [6 empty] | 180 |  | 1 | Y | [5 empty] | N |  | N
61187 | DG Minnesota CSG, LLC | 61585 | Scandia CSG | MN | Washington | 40805 | OP | Solar Photovoltaic | PV | IPP Non-CHP | 2 | 1 | 1 | 1 | 1 | 2018 |  | Y |  | N | [6 empty] | 180 |  | 1 | Y | [5 empty] | N |  | N
61187 | DG Minnesota CSG, LLC | 61585 | Scandia CSG | MN | Washington | 40806 | OP | Solar Photovoltaic | PV | IPP Non-CHP | 2 | 1 | 1 | 1 | 1 | 2018 |  | Y |  | N | [6 empty] | 180 |  | 1 | Y | [5 empty] | N |  | N
61194 | Generate Capital | 61586 | MontSun Community Solar | MN | Wright | 1 | OP | Solar Photovoltaic | PV | IPP Non-CHP | 2 | 5 | 5 | 5 | 12 | 2017 |  |  |  | Y | [6 empty] | 180 | 25 | 7.4 | Y | [5 empty] | Y | 0.8 | Y | 0.8
61194 | Generate Capital | 61587 | WaveSun Community Solar | MN | Wright | 1 | OP | Solar Photovoltaic | PV | IPP Non-CHP | 2 | 5 | 5 | 5 | 12 | 2017 | N |  |  | Y | [6 empty] | 180 | 30 | 7.1 | Y | [5 empty] | N |  | Y | 5
58822 | MC Power Companies Inc | 61588 | Independence II Solar Farm | MO | Jackson | 1 | OP | Solar Photovoltaic | PV | IPP Non-CHP | 2 | 4.1 | 4.1 | 4.1 | 6 | 2018 |  |  |  | Y | [6 empty] | 180 | 25 | 4.9 | Y | [5 empty] | N |  | N
58822 | MC Power Companies Inc | 61588 | Independence II Solar Farm | MO | Jackson | 2 | OP | Solar Photovoltaic | PV | IPP Non-CHP | 2 | 4.4 | 4.4 | 4.4 | 6 | 2018 |  |  |  | Y | [6 empty] | 180 | 25 | 5.8 | Y | [5 empty] | N |  | N
64643 | DG Foxborough Elm | 61590 | DG Foxborough Elm CSG | MA | Norfolk | FOXEL | OP | Solar Photovoltaic | PV | IPP Non-CHP | 2 | 2 | 2 | 2 | 8 | 2017 |  |  |  | Y | [6 empty] | 180 | 23 | 2.6 | Y | [5 empty] | N |  | Y | 2.6
61190 | Town of Foxborough - Landfill (SREC II) | 61591 | Town of Foxborough - Landfill (SREC II) CSG | MA | Norfolk | FOXLA | OP | Solar Photovoltaic | PV | IPP Non-CHP | 2 | 1.2 | 1.2 | 1.2 | 8 | 2017 |  |  |  | Y | [6 empty] | 180 | 20 | 1.6 | Y | [5 empty] | N |  | Y | 1.6
60991 | Westmont Solar, LLC | 61593 | Westmont 301 | CA | Los Angeles | W5791 | OP | Solar Photovoltaic | PV | Commercial Non-CHP | 4 | 1.8 | 1.8 | 0.8 | 11 | 2017 |  |  |  | Y | [6 empty] | 190 | 30 | 1.9 | Y | [5 empty] | N |  | N
60991 | Westmont Solar, LLC | 61594 | Westmont 401 | CA | Los Angeles | W5792 | OP | Solar Photovoltaic | PV | Commercial Non-CHP | 4 | 2.9 | 2 | 1.3 | 11 | 2017 |  |  |  | Y | [6 empty] | 190 | 30 | 3 | Y | [5 empty] | N |  | N
61202 | Flambeau Solar Partners, LLC | 61595 | Flambeau Solar Partners | WI | Price | FLAMB | OP | Solar Photovoltaic | PV | IPP Non-CHP | 2 | 2.5 | 2.5 | 2.5 | 5 | 2017 |  | Y | [8 empty] | 90 | 60 | 3.4 | Y | [5 empty] | N |  | N
58871 | Citizens Enterprises Corporation | 61596 | Citizens Agawam Landfill Solar | MA | Hampden | PV1 | OP | Solar Photovoltaic | PV | IPP Non-CHP | 2 | 1.8 | 1.8 | 1.8 | 4 | 2017 |  |  |  | Y | [6 empty] | 180 | 25 | 2.6 | Y | [5 empty] | N |  | Y | 2.6
58871 | Citizens Enterprises Corporation | 61597 | Norton Landfill Solar | MA | Bristol | PV1 | OP | Solar Photovoltaic | PV | IPP Non-CHP | 2 | 1.5 | 1.5 | 1.5 | 1 | 2017 |  |  |  | Y | [6 empty] | 180 | 25 | 2 | Y | [5 empty] | N |  | Y | 2
58871 | Citizens Enterprises Corporation | 61598 | Tyngsborough Solar | MA | Middlesex | PV1 | OP | Solar Photovoltaic | PV | IPP Non-CHP | 2 | 2.6 | 2.6 | 2.6 | 1 | 2017 |  |  |  | Y | [6 empty] | 180 | 25 | 3.5 | Y | [5 empty] | N |  | Y | 3.5
56990 | NJR Clean Energy Ventures Corporation | 61599 | New Road Solar, LLC | NJ | Monmouth | NEWRD | OP | Solar Photovoltaic | PV | IPP Non-CHP | 2 | 10 | 10 | 10 | 6 | 2018 |  |  |  | Y | [6 empty] | 180 | 20 | 13 | Y | [5 empty] | N |  | N
56990 | NJR Clean Energy Ventures Corporation | 61600 | Old Bridge Solar Farm | NJ | Monmouth | OLDBR | OP | Solar Photovoltaic | PV | IPP Non-CHP | 2 | 8.8 | 8.8 | 8.8 | 8 | 2018 |  |  |  | Y | [6 empty] | 186 | 12 | 10.7 | Y | [5 empty] | N |  | N
56990 | NJR Clean Energy Ventures Corporation | 61601 | Raritan Solar - 53 Highway | NJ | Hunterdon | RARIT | OP | Solar Photovoltaic | PV | IPP Non-CHP | 2 | 8.4 | 8.4 | 8.4 | 5 | 2018 |  |  |  | Y | [6 empty] | 180 | 25 | 10 | Y | [5 empty] | N |  | N
56769 | Consolidated Edison Development Inc. | 61602 | CED Chicopee Solar | MA | Hampden | CSMA | OP | Solar Photovoltaic | PV | IPP Non-CHP | 2 | 3 | 3 | 3 | 7 | 2017 |  |  |  | Y | [6 empty] | 180 | 25 | 4.1 | Y | [5 empty] | N |  | N
56769 | Consolidated Edison Development Inc. | 61603 | UMASS | MA | Hampshire | UMASS | OP | Solar Photovoltaic | PV | IPP Non-CHP | 2 | 4 | 4 | 4 | 10 | 2016 |  |  |  | Y | [6 empty] | 180 | 25 | 5.3 | Y | [5 empty] | N |  | N
60571 | AEP Onsite Partners, LLC | 61604 | Camden CSD Solar Array | NY | Oneida | 1 | OP | Solar Photovoltaic | PV | IPP Non-CHP | 2 | 1.8 | 1.8 | 1.8 | 12 | 2017 |  | Y |  | N | [6 empty] | 184 | 25 | 2.4 | Y | [5 empty] | N |  | N
60571 | AEP Onsite Partners, LLC | 61605 | San Luis Valley Solar Array | CO | Saguache | 1 | OP | Solar Photovoltaic | PV | IPP Non-CHP | 2 | 2.7 | 2.7 | 2.7 | 11 | 2017 |  | Y | [8 empty] | 0 | 0 | 3.1 | Y | [5 empty] | N |  | N
60571 | AEP Onsite Partners, LLC | 61606 | Vilas Solar Array | CO | Baca | 1 | OP | Solar Photovoltaic | PV | IPP Non-CHP | 2 | 4 | 4 | 4 | 12 | 2017 |  | Y | [8 empty] | 0 | 0 | 5 | Y | [5 empty] | N |  | N
61210 | Stenner Creek Solar LLC | 61607 | Stenner Creek Solar | CA | San Luis Obispo | CPOLY | OP | Solar Photovoltaic | PV | Commercial Non-CHP | 4 | 4.5 | 4.5 | 4.5 | 5 | 2018 |  | Y | [8 empty] | 180 |  | 5.6 | Y | [5 empty] | N |  | N
61211 | Montgomery County Solar | 61608 | Montgomery County Solar | MD | Montgomery | 1 | OP | Solar Photovoltaic | PV | Commercial Non-CHP | 4 | 1.9 | 1.9 | 1.9 | 6 | 2018 |  | N |  | Y | [6 empty] | 127.6 | 7.5 | 2.5 | Y | [5 empty] | N |  | N
61209 | NC 102 Project LLC | 61610 | NC 102 Project LLC | NC | Cabarrus | NC102 | OP | Solar Photovoltaic | PV | IPP Non-CHP | 2 | 74.8 | 74.8 | 74.8 | 9 | 2018 |  | Y | [8 empty] | 0 | 20 | 102.6 | Y | [5 empty] | N |  | N
61532 | Techren Solar I LLC | 61611 | Techren Solar I LLC | NV | Clark | TECH1 | OP | Solar Photovoltaic | PV | IPP Non-CHP | 2 | 100 | 100 | 100 | 3 | 2019 | N | Y | [8 empty] | 180 |  | 132.1 | Y | [5 empty] | N |  | N
61216 | WED Kingstown Solar I, LLC | 61612 | WED Kingstown Solar I, LLC - West | RI | Washington | KTNEA | OP | Solar Photovoltaic | PV | IPP Non-CHP | 2 | 1.5 | 1.5 | 1.5 | 12 | 2017 |  |  |  | Y | [6 empty] | 180 | 25 | 1.7 | Y | [5 empty] | N |  | Y | 1.7
61217 | WED Stilson Solar, LLC | 61613 | WED Stilson Solar | RI | Washington | STILS | OP | Solar Photovoltaic | PV | IPP Non-CHP | 2 | 2 | 2 | 2 | 12 | 2017 |  |  |  | Y | [6 empty] | 180 | 25 | 2.5 | Y | [5 empty] | N |  | Y | 2.5
20447 | Western Farmers Elec Coop, Inc | 61614 | Cyril | OK | Caddo | 1 | OP | Solar Photovoltaic | PV | Electric Utility | 1 | 5 | 5 | 5 | 5 | 2017 |  | Y | [8 empty] | 180 |  | 6.4 | Y | [5 empty] | N |  | N
20447 | Western Farmers Elec Coop, Inc | 61615 | Hinton | OK | Caddo | 1 | OP | Solar Photovoltaic | PV | Electric Utility | 1 | 3 | 3 | 3 | 4 | 2017 |  | Y | [8 empty] | 180 |  | 4 | Y | [5 empty] | N |  | N
20447 | Western Farmers Elec Coop, Inc | 61616 | Marietta | OK | Love | 1 | OP | Solar Photovoltaic | PV | Electric Utility | 1 | 3 | 3 | 3 | 4 | 2017 |  | Y | [8 empty] | 180 |  | 4 | Y | [5 empty] | N |  | N
20447 | Western Farmers Elec Coop, Inc | 61617 | Pine Ridge | OK | Caddo | 1 | OP | Solar Photovoltaic | PV | Electric Utility | 1 | 3 | 3 | 3 | 3 | 2017 |  | Y | [8 empty] | 180 |  | 4 | Y | [5 empty] | N |  | N
20447 | Western Farmers Elec Coop, Inc | 61618 | Tuttle | OK | Grady | 1 | OP | Solar Photovoltaic | PV | Electric Utility | 1 | 4 | 4 | 4 | 3 | 2017 |  | Y | [8 empty] | 180 |  | 5.1 | Y | [5 empty] | N |  | N
61224 | SunE Solano SP Owner, LLC | 61619 | CDCR (CA) - Solano State Prison | CA | Solano | SOLSP | OP | Solar Photovoltaic | PV | IPP Non-CHP | 2 | 1.1 | 1.1 | 1.1 | 12 | 2013 |  | Y | [8 empty] | 180 | 0 | 1.4 | Y | [5 empty] | Y | 1.4 | N
61225 | SunE Corcoran SP Owner, LLC | 61620 | CDCR (CA) - Corcoran State Prison | CA | Kings | CORSP | OP | Solar Photovoltaic | PV | IPP Non-CHP | 2 | 5 | 5 | 5 | 12 | 2013 |  | Y | [8 empty] | 180 | 0 | 5.9 | Y | [5 empty] | Y | 5.9 | N
61226 | SunE Wasco SP Owner, LLC | 61621 | CDCR (CA) - Wasco State Prison | CA | Kern | WASCO | OP | Solar Photovoltaic | PV | IPP Non-CHP | 2 | 1.5 | 1.5 | 1.5 | 12 | 2013 |  | Y | [8 empty] | 180 | 0 | 1.9 | Y | [5 empty] | Y | 1.9 | N
61216 | WED Kingstown Solar I, LLC | 61622 | WED Kingstown Solar I - East Array | RI | Washington | KTNWA | OP | Solar Photovoltaic | PV | IPP Non-CHP | 2 | 3 | 3 | 3 | 12 | 2017 |  |  |  | Y | [6 empty] | 180 | 25 | 3.8 | Y | [5 empty] | N |  | Y | 3.8
61060 | Cypress Creek Renewables | 61625 | West Moore Solar II | TX | Grayson | GEN1 | OP | Solar Photovoltaic | PV | IPP Non-CHP | 2 | 5 | 5 | 5 | 12 | 2018 |  |  |  | Y | [6 empty] | 180 | 20 | 7.1 |  |  |  | Y |  |  | N |  | N
60281 | Altus Power America Management, LLC | 61626 | Dundas Solar Holdings LLC CSG | MN | Rice | DU | OP | Solar Photovoltaic | PV | IPP Non-CHP | 2 | 5 | 5 | 5 | 3 | 2018 |  |  |  | Y | [6 empty] | 180 | 30 | 6.6 | Y | [5 empty] | N |  | N
60281 | Altus Power America Management, LLC | 61627 | Waterville CSG Solar Holdings LLC | MN | Le Sueur | WA | OP | Solar Photovoltaic | PV | IPP Non-CHP | 2 | 5 | 5 | 5 | 3 | 2018 |  |  |  | Y | [6 empty] | 180 | 30 | 6.6 | Y | [5 empty] | N |  | N
61227 | Nautilus Solar Solutions | 61628 | Kilroy Solar | CA | San Diego | KILRO | OP | Solar Photovoltaic | PV | IPP Non-CHP | 2 | 1.1 | 1.1 | 0.9 | 1 | 2018 |  |  |  | Y | [6 empty] | 177 | 3 | 1.3 | Y | [5 empty] | N |  | N
61227 | Nautilus Solar Solutions | 61629 | West Brookfield Solar - Gilbertsville Rd (CSG) | MA | Worcester | WB | OP | Solar Photovoltaic | PV | IPP Non-CHP | 2 | 4 | 4 | 3 | 6 | 2017 |  |  |  | Y | [6 empty] | 206 | 20 | 5.9 | Y | [5 empty] | N |  | Y | 5.9
58753 | Sunlight General Morris Solar LLC | 61630 | William G Mennen Sports Solar | NJ | Morris | MENN | OP | Solar Photovoltaic | PV | IPP Non-CHP | 2 | 1.3 | 1.3 | 1 | 2 | 2011 |  |  |  | Y | [6 empty] | 125 | 9 | 1.6 | Y | [5 empty] | N |  | N
59462 | Heelstone Energy Holdings, LLC | 61631 | Chiloquin Solar, LLC | OR | Klamath | CHILO | OP | Solar Photovoltaic | PV | IPP Non-CHP | 2 | 9.9 | 9.9 | 9.9 | 1 | 2018 |  |  |  | Y | [6 empty] | 180 | 28 | 14 | Y | [5 empty] | N |  | N
64665 | DG Tufts Science, LLC | 61633 | DG Tufts Science LLC CSG | MA | Worcester | SCIEN | OP | Solar Photovoltaic | PV | IPP Non-CHP | 2 | 1 | 1 | 1 | 2 | 2017 |  |  |  | Y | [6 empty] | 180 | 20 | 1 | Y | [5 empty] | N |  | Y | 1
64630 | DG Dighton, LLC | 61634 | DG Dighton LLC CSG | MA | Bristol | DIGHT | OP | Solar Photovoltaic | PV | IPP Non-CHP | 2 | 3.1 | 3.1 | 3.1 | 7 | 2017 |  | Y | [8 empty] | 180 | 20 | 4.5 | Y | [5 empty] | N |  | Y | 3.1
64664 | DG Tufts Knoll, LLC | 61635 | DG Tufts Knoll LLC CSG | MA | Worcester | KNOLL | OP | Solar Photovoltaic | PV | IPP Non-CHP | 2 | 2 | 2 | 2 | 8 | 2017 |  |  |  | Y | [6 empty] | 180 | 20 | 2.5 | Y | [5 empty] | N |  | Y | 2
64666 | DG Webster, LLC | 61636 | DG Webster LLC CSG | MA | Worcester | WEBST | OP | Solar Photovoltaic | PV | IPP Non-CHP | 2 | 1.3 | 1.3 | 1.3 | 12 | 2017 |  |  |  | Y | [6 empty] | 180 | 20 | 6.7 | Y | [5 empty] | N |  | Y | 1.3
60571 | AEP Onsite Partners, LLC | 61637 | Denison Solar Array | OH | Licking | PV1 | OP | Solar Photovoltaic | PV | IPP Non-CHP | 2 | 1.9 | 1.9 | 1.9 | 12 | 2017 |  | Y | [8 empty] | 180 | 0 | 2.3 | Y | [5 empty] | Y | 1.9 | N
62759 | National Grid Renewables | 61645 | Altair Community Solar Garden | MN | Waseca | ALTA | OP | Solar Photovoltaic | PV | IPP Non-CHP | 2 | 1 | 1 | 1 | 2 | 2019 |  |  |  | Y | [6 empty] | 180 | 30 | 1.5 |  | Y |  |  |  |  | N |  | N
61677 | Sol Systems | 61646 | LA3 West Baton Rouge Solar Facility | LA | West Baton Rouge | LA3WB | OP | Solar Photovoltaic | PV | IPP Non-CHP | 2 | 50 | 50 | 50 | 9 | 2020 |  | Y | [8 empty] | 180 |  | 74.5 | Y | [5 empty] | N |  | N
13478 | Entergy New Orleans, LLC | 61647 | ENO Paterson Solar | LA | Orleans | NOSPS | OP | Solar Photovoltaic | PV | Electric Utility | 1 | 1.1 | 1.1 | 1.1 | 6 | 2016 |  | Y | [8 empty] | 180 |  | 1.3 | Y | [5 empty] | N |  | N
7140 | Georgia Power Co | 61648 | Robins Air Force Base Solar | GA | Bibb | 1 | OP | Solar Photovoltaic | PV | Electric Utility | 1 | 128 | 128 | 128 | 4 | 2021 |  | Y |  | Y | [6 empty] | 0 | 20 | 175 | Y | [5 empty] | N |  | N
62759 | National Grid Renewables | 61651 | Capricornus Community Solar Garden | MN | Stearns | CAPR | OP | Solar Photovoltaic | PV | IPP Non-CHP | 2 | 1 | 1 | 1 | 1 | 2019 |  |  |  | Y | [6 empty] | 180 | 30 | 1.5 |  | Y |  |  |  |  | N |  | N
18454 | Tampa Electric Co | 61654 | Balm Solar | FL | Hillsborough | PV1 | OP | Solar Photovoltaic | PV | Electric Utility | 1 | 74.4 | 74.4 | 74.4 | 9 | 2018 |  | Y |  | N | [6 empty] | 180 |  | 87.9 |  | Y |  |  |  |  | N |  | N
18454 | Tampa Electric Co | 61655 | Bonnie Mine Solar | FL | Polk | PV1 | OP | Solar Photovoltaic | PV | Electric Utility | 1 | 37.5 | 37.5 | 37.5 | 1 | 2019 |  | Y | [8 empty] | 180 |  | 43.9 |  | Y |  |  |  |  | N |  | N
18454 | Tampa Electric Co | 61656 | Grange Hall Solar | FL | Hillsborough | PV1 | OP | Solar Photovoltaic | PV | Electric Utility | 1 | 61.1 | 61.1 | 61.1 | 1 | 2019 |  | Y | [8 empty] | 180 |  | 71.4 |  | Y |  |  |  |  | N |  | N
18454 | Tampa Electric Co | 61657 | Lake Hancock Solar | FL | Polk | PV1 | OP | Solar Photovoltaic | PV | Electric Utility | 1 | 49.5 | 49.5 | 49.5 | 4 | 2019 |  | Y | [8 empty] | 180 |  | 58 |  | Y |  |  |  |  | N |  | N
61269 | Cougar Solar, LLC | 61658 | Cougar Solar, LLC | NC | Lee | COUGR | OP | Solar Photovoltaic | PV | IPP Non-CHP | 2 | 1.9 | 1.9 | 1.9 | 12 | 2017 |  |  |  | Y | [6 empty] | 180 | 20 | 2.7 | Y | [5 empty] | N |  | N
60520 | SoCore Energy LLC | 61662 | Carrizozo Solar | NM | Lincoln | PV1 | OP | Solar Photovoltaic | PV | IPP Non-CHP | 2 | 3 | 3 | 3 | 3 | 2018 |  | Y | [8 empty] | 0 |  | 3.6 | Y | [5 empty] | N |  | N
18454 | Tampa Electric Co | 61663 | Lithia Solar | FL | Hillsborough | GEN1 | OP | Solar Photovoltaic | PV | Electric Utility | 1 | 74.5 | 74.5 | 74.5 | 1 | 2019 |  | Y | [8 empty] | 180 |  | 87.2 |  | Y |  |  |  |  | N |  | N
18454 | Tampa Electric Co | 61664 | Mountain View Solar (FL) | FL | Pasco | GEN1 | OP | Solar Photovoltaic | PV | Electric Utility | 1 | 54.6 | 54.6 | 54.6 | 4 | 2022 |  | Y | [8 empty] | 180 |  | 65 |  | Y |  |  |  |  | N |  | N
18454 | Tampa Electric Co | 61665 | Payne Creek Solar | FL | Polk | GEN1 | OP | Solar Photovoltaic | PV | Electric Utility | 1 | 70.3 | 70.3 | 70.3 | 9 | 2018 |  | Y |  |  |  | N |  |  |  |  | 180 |  | 84.9 |  | Y |  |  |  |  | N |  | N
18454 | Tampa Electric Co | 61666 | Peace Creek Solar | FL | Polk | GEN | OP | Solar Photovoltaic | PV | Electric Utility | 1 | 55.4 | 55.4 | 55.4 | 3 | 2019 |  | Y | [8 empty] | 180 |  | 64.8 |  | Y |  |  |  |  | N |  | N
18454 | Tampa Electric Co | 61667 | Wimauma Solar | FL | Hillsborough | 1 | OP | Solar Photovoltaic | PV | Electric Utility | 1 | 74.8 | 74.8 | 74.8 | 4 | 2020 |  | Y | [8 empty] | 180 |  | 87.9 |  | Y |  |  |  |  | N |  | N
61284 | Scandia CSG LLC | 61669 | Scandia Community Solar Garden | MN | Washington | SCAND | OP | Solar Photovoltaic | PV | IPP Non-CHP | 2 | 2.5 | 2.5 | 2.5 | 7 | 2018 |  |  |  | Y | [6 empty] | 180 | 28 | 3.3 | Y | [5 empty] | N |  | N
61285 | RJC II CSG LLC | 61670 | RJC II Community Solar Garden | MN | Steele | RJCII | OP | Solar Photovoltaic | PV | IPP Non-CHP | 2 | 1 | 1 | 1 | 6 | 2018 |  |  |  | Y | [6 empty] | 180 | 30 | 1.4 | Y | [5 empty] | N |  | N
61256 | Betcher CSG LLC | 61671 | Betcher Community Solar Garden | MN | Goodhue | BETCH | OP | Solar Photovoltaic | PV | IPP Non-CHP | 2 | 1 | 1 | 1 | 8 | 2018 |  |  |  | Y | [6 empty] | 180 | 30 | 1.4 | Y | [5 empty] | N |  | N
60571 | AEP Onsite Partners, LLC | 61672 | Sherburne Community Solar | MN | Sherburne | PV1 | OP | Solar Photovoltaic | PV | IPP Non-CHP | 2 | 5 | 5 | 5 | 3 | 2018 |  | Y | [8 empty] | 0 | 0 | 7 | Y | [5 empty] | N |  | N
61295 | Pinal Central Energy Center, LLC | 61678 | Pinal Central Energy Center Hybrid | AZ | Pinal | PCEC | OP | Solar Photovoltaic | PV | IPP Non-CHP | 2 | 20 | 20 | 20 | 4 | 2018 | N | Y | [8 empty] | 180 |  | 30.9 |  |  |  |  | Y |  | N |  | N
61299 | HQC Tatanka Wi Solar Power Generation LLC | 61680 | Tatanka Wi | MN | Wright | MMPA | OP | Solar Photovoltaic | PV | IPP Non-CHP | 2 | 7.1 | 7.1 | 7.1 | 12 | 2017 |  | Y | [8 empty] | 90 | 52 | 8.7 | Y | [5 empty] | Y | 8.7 | N
60584 | Onyx Asset Services Group | 61681 | Middle Daisy | NM | Lea | 10257 | OP | Solar Photovoltaic | PV | IPP Non-CHP | 2 | 5 | 5 | 5 | 11 | 2017 |  | Y |  |  | N | [5 empty] | 90 |  | 6.8 | Y | [5 empty] | N |  | N
60059 | ZGlobal Inc | 61682 | USG 1 | CA | Imperial | USG1 | OP | Solar Photovoltaic | PV | IPP Non-CHP | 2 | 1 | 1 | 1 | 4 | 2014 |  | Y | [8 empty] | 180 | 0 | 1.2 | Y | [5 empty] | Y | 1.2 | N
60059 | ZGlobal Inc | 61683 | USG 2 | CA | Imperial | USG2 | OP | Solar Photovoltaic | PV | IPP Non-CHP | 2 | 1 | 1 | 1 | 12 | 2015 |  |  |  | Y | [6 empty] | 180 | 25 | 1.1 | Y | [5 empty] | Y | 1.1 | N
61287 | Johnson I CSG LLC | 61686 | Johnson 1 Community Solar | MN | Chisago | PV1 | OP | Solar Photovoltaic | PV | IPP Non-CHP | 2 | 1 | 1 | 1 | 8 | 2018 |  |  |  | Y | [6 empty] | 180 | 30 | 1.4 | Y | [5 empty] | N |  | N
61303 | Grimm CSG LLC | 61689 | Grimm Community Solar | MN | Renville | PV1 | OP | Solar Photovoltaic | PV | IPP Non-CHP | 2 | 1 | 1 | 1 | 5 | 2018 |  |  |  | Y | [6 empty] | 180 | 30 | 1.4 | Y | [5 empty] | N |  | N
61304 | Foreman's Hill CSG LLC | 61690 | Foreman's Hill Community Solar | MN | Goodhue | FOREM | OP | Solar Photovoltaic | PV | IPP Non-CHP | 2 | 5 | 5 | 5 | 7 | 2018 |  |  |  | Y | [6 empty] | 180 | 30 | 7.1 | Y | [5 empty] | N |  | N
63237 | Emerald Hills Holding I, LLC | 61691 | Depot Solar Center, LLC | VA | Campbell | DEPOT | OP | Solar Photovoltaic | PV | IPP Non-CHP | 2 | 15 | 15 | 15 | 7 | 2022 |  | Y | [8 empty] | 0 | 25 | 20 | Y | [5 empty] | N |  | N
60059 | ZGlobal Inc | 61692 | IVC Solar | CA | Imperial | IVCS | OP | Solar Photovoltaic | PV | IPP Non-CHP | 2 | 3 | 3 | 3 | 12 | 2016 |  | Y | [8 empty] | 180 | 0 | 3.3 | Y | [5 empty] | Y | 3.3 | N
61060 | Cypress Creek Renewables | 61693 | Buckleberry Solar | NC | Lenoir | GEN | OP | Solar Photovoltaic | PV | IPP Non-CHP | 2 | 52.1 | 52.1 | 52.1 | 11 | 2018 |  |  |  | Y | [6 empty] | 180 | 20 | 75 |  |  |  | Y |  |  | N |  | N
61307 | Lockheed Martin RMS | 61694 | Lockheed Martin Solar | FL | Orange | SOLAR | OP | Solar Photovoltaic | PV | Industrial Non-CHP | 6 | 1.9 | 1.9 | 1.9 | 5 | 2017 |  |  |  | Y | N | [5 empty] | 180 | 5 | 2.3 | Y | [5 empty] | N |  | N
61309 | Johnson II CSG LLC | 61695 | Johnson II Community Solar | MN | Chisago | PV1 | OP | Solar Photovoltaic | PV | IPP Non-CHP | 2 | 1 | 1 | 1 | 9 | 2018 |  |  |  | Y | [6 empty] | 180 | 30 | 1.4 | Y | [5 empty] | N |  | N
61873 | GA Solar 4 | 61696 | Twiggs Solar | GA | Twiggs | TWIGG | OP | Solar Photovoltaic | PV | IPP Non-CHP | 2 | 204 | 204 | 204 | 9 | 2020 |  | Y | [8 empty] | 0 | 0 | 261 |  | Y |  |  |  |  | N |  | N
62080 | Lamesa Solar II, L.L.C. | 61697 | Lamesa II | TX | Dawson | IVORY | OP | Solar Photovoltaic | PV | IPP Non-CHP | 2 | 50 | 50 | 50 | 11 | 2018 |  | Y | [8 empty] | 0 | 52 | 66.9 | Y | [5 empty] | N |  | N
58970 | Ecoplexus, Inc | 61698 | Folsom SP and CSP Sacramento | CA | Sacramento | FOLSM | OP | Solar Photovoltaic | PV | IPP Non-CHP | 2 | 1.3 | 1.3 | 1.3 | 5 | 2019 |  |  |  | Y | [6 empty] | 110 | 12 | 1.6 | Y | [5 empty] | Y | 1.6 | N
61322 | TIG Sun Energy IV, LLC | 61699 | Otarre Solar Park | SC | Lexington | OTRRE | OP | Solar Photovoltaic | PV | IPP Non-CHP | 2 | 1.6 | 1.6 | 1 | 12 | 2017 |  |  |  | Y | [6 empty] | 180 | 25 | 2 | Y | [5 empty] | N |  | N
61323 | PowerFin ASL 1, LLC | 61700 | PowerFin Kingsbery | TX | Travis | PFPKB | OP | Solar Photovoltaic | PV | IPP Non-CHP | 2 | 2.6 | 2.6 | 2.6 | 3 | 2018 |  |  |  | Y | [6 empty] | 180 | 20 | 3.1 | Y | [5 empty] | N |  | N
5248 | Dominion Energy Inc. | 61701 | Seabrook Solar | SC | Beaufort | GEN1 | OP | Solar Photovoltaic | PV | IPP Non-CHP | 2 | 72.5 | 72.5 | 72.5 | 12 | 2019 |  | Y | [8 empty] | 180 |  | 92.5 |  | Y |  |  |  |  | N |  | N
61332 | Sikorsky Aircraft Corporation | 61703 | Sikorsky Aircraft CHP | CT | Fairfield | PV-1 | OP | Solar Photovoltaic | PV | Industrial CHP | 7 | 0.1 | 0.1 | 0.1 | 6 | 2010 |  |  |  | Y | [6 empty] | 196.9 | 10 | 0.1 | Y | [5 empty] | N |  | N
62759 | National Grid Renewables | 61704 | Aquila Community Solar | MN | Pope | AQUI | OP | Solar Photovoltaic | PV | IPP Non-CHP | 2 | 1 | 1 | 1 | 3 | 2019 |  |  |  | Y | [6 empty] | 180 | 30 | 1.5 |  | Y |  |  |  |  | N |  | N
62759 | National Grid Renewables | 61705 | Acturus Community Solar | MN | Le Sueur | ARCT | OP | Solar Photovoltaic | PV | IPP Non-CHP | 2 | 1 | 1 | 1 | 12 | 2018 |  |  |  | Y | [6 empty] | 180 | 30 | 1.5 |  | Y |  |  |  |  | N |  | N
62759 | National Grid Renewables | 61706 | Auriga Community Solar | MN | Murray | AURI | OP | Solar Photovoltaic | PV | IPP Non-CHP | 2 | 1 | 1 | 1 | 12 | 2018 |  |  |  | Y | [6 empty] | 180 | 30 | 1.5 |  | Y |  |  |  |  | N |  | N
62759 | National Grid Renewables | 61707 | Canopus Community Solar | MN | Stearns | CANO | OP | Solar Photovoltaic | PV | IPP Non-CHP | 2 | 1 | 1 | 1 | 3 | 2019 |  |  |  | Y | [6 empty] | 180 | 30 | 1.5 |  | Y |  |  |  |  | N |  | N
62759 | National Grid Renewables | 61708 | Sagitta Community Solar | MN | Chippewa | SAGI | OP | Solar Photovoltaic | PV | IPP Non-CHP | 2 | 1 | 1 | 1 | 12 | 2018 |  |  |  | Y | [6 empty] | 180 | 30 | 1.5 |  | Y |  |  |  |  | N |  | N
62759 | National Grid Renewables | 61709 | Libra Community Solar | MN | Pope | LIBR | OP | Solar Photovoltaic | PV | IPP Non-CHP | 2 | 1 | 1 | 1 | 11 | 2018 |  |  |  | Y | [6 empty] | 180 | 30 | 1.5 |  | Y |  |  |  |  | N |  | N
62759 | National Grid Renewables | 61710 | Aquarius Community Solar | MN | Lyon | AQUA | OP | Solar Photovoltaic | PV | IPP Non-CHP | 2 | 1 | 1 | 1 | 5 | 2019 |  |  |  | Y | [6 empty] | 180 | 30 | 1.5 |  | Y |  |  |  |  | N |  | N
62759 | National Grid Renewables | 61711 | Cassiopeia Community Solar | MN | Pope | CASS | OP | Solar Photovoltaic | PV | IPP Non-CHP | 2 | 1 | 1 | 1 | 3 | 2019 |  |  |  | Y | [6 empty] | 180 | 30 | 1.5 |  | Y |  |  |  |  | N |  | N
62759 | National Grid Renewables | 61712 | Crux Community Solar | MN | Dodge | CRUX | OP | Solar Photovoltaic | PV | IPP Non-CHP | 2 | 1 | 1 | 1 | 1 | 2019 |  |  |  | Y | [6 empty] | 180 | 30 | 1.5 |  | Y |  |  |  |  | N |  | N
62759 | National Grid Renewables | 61713 | Leo Community Solar | MN | Murray | LEO | OP | Solar Photovoltaic | PV | IPP Non-CHP | 2 | 1 | 1 | 1 | 12 | 2018 |  |  |  | Y | [6 empty] | 180 | 30 | 1.5 |  | Y |  |  |  |  | N |  | N
62759 | National Grid Renewables | 61715 | Deneb Community Solar | MN | Kandiyohi | DENE | OP | Solar Photovoltaic | PV | IPP Non-CHP | 2 | 1 | 1 | 1 | 5 | 2019 |  |  |  | Y | [6 empty] | 180 | 30 | 1.5 |  | Y |  |  |  |  | N |  | N
62759 | National Grid Renewables | 61716 | Kaus Community Solar | MN | Dodge | KAUS | OP | Solar Photovoltaic | PV | IPP Non-CHP | 2 | 1 | 1 | 1 | 1 | 2019 |  |  |  | Y | [6 empty] | 180 | 30 | 1.5 | N | Y | N |  |  |  | N |  | N
61347 | Scotch Settlement | 61717 | IRE Solar I, LLC | NY | St Lawrence | SSIRE | OP | Solar Photovoltaic | PV | IPP Non-CHP | 2 | 1 | 1 | 1 | 12 | 2017 |  |  |  | Y | [6 empty] | 180 | 30 | 1.4 | Y | [5 empty] | N |  | Y | 1.4
61348 | PCS Energy, LLC | 61718 | Aerolease | CA | Los Angeles | APLEX | OP | Solar Photovoltaic | PV | Industrial Non-CHP | 6 | 1.3 | 1.1 | 0.9 | 8 | 2018 |  |  |  | Y | [6 empty] | 180 | 10 | 1.5 | Y | [5 empty] | N |  | N
61345 | Lisbon West | 61719 | CJ Solar I, LLC | NY | St Lawrence | LWCJ1 | OP | Solar Photovoltaic | PV | IPP Non-CHP | 2 | 2 | 2 | 2 | 8 | 2018 |  |  |  | Y | [6 empty] | 180 | 25 | 2.8 | Y | [5 empty] | N |  | Y | 2.8
61346 | Lisbon East | 61720 | COU Solar I, LLC | NY | St Lawrence | LECOU | OP | Solar Photovoltaic | PV | IPP Non-CHP | 2 | 1.5 | 1.5 | 1.5 | 8 | 2018 |  |  |  | Y | [6 empty] | 180 | 25 | 1.9 | Y | [5 empty] | X |  | Y | 1.9
60584 | Onyx Asset Services Group | 61724 | Onyx - Saratoga Springs Landfill Solar CSG | NY | Saratoga | 10254 | OP | Solar Photovoltaic | PV | IPP Non-CHP | 2 | 2 | 2 | 2 | 11 | 2017 |  |  |  | Y | [6 empty] | 192.8 | 20 | 2.6 | Y | [5 empty] | N |  | Y | 2.6
60571 | AEP Onsite Partners, LLC | 61725 | Madison County | NY | Madison | PV1 | OP | Solar Photovoltaic | PV | IPP Non-CHP | 2 | 1.8 | 1.8 | 1.8 | 8 | 2017 |  |  |  | Y | [6 empty] | 180 | 30 | 2.4 | Y | [5 empty] | Y | 2.4 | N
60584 | Onyx Asset Services Group | 61726 | Onyx - Pembroke Landfill Solar | MA | Plymouth | 10244 | OP | Solar Photovoltaic | PV | IPP Non-CHP | 2 | 2.4 | 2.4 | 2.4 | 12 | 2017 |  |  |  | Y | [6 empty] | 180 | 15 | 3.3 | Y | [5 empty] | N |  | Y | 3.3
60584 | Onyx Asset Services Group | 61727 | Onyx - Brockton Thatcher Landfill Solar CSG | MA | Plymouth | 10238 | OP | Solar Photovoltaic | PV | IPP Non-CHP | 2 | 3.7 | 3.7 | 3.7 | 11 | 2017 |  |  |  | Y | [6 empty] | 180 | 15 | 4.4 | Y | [5 empty] | N |  | Y | 4.4
60584 | Onyx Asset Services Group | 61728 | Barrett Farm Solar - Phase I | CT | Windham | 10263 | OP | Solar Photovoltaic | PV | IPP Non-CHP | 2 | 1.7 | 1.2 | 1 | 10 | 2017 |  |  |  | Y | [6 empty] | 161 | 20 | 2.4 | Y | [5 empty] | N |  | Y | 2.4
9234 | Indiana Municipal Power Agency | 61729 | Richmond Solar Site 2 | IN | Wayne | SRIC2 | OP | Solar Photovoltaic | PV | Electric Utility | 1 | 7.4 | 7.4 | 6 | 12 | 2018 |  | Y | [8 empty] | 180 |  | 9.8 | Y | [5 empty] | N |  | N
58764 | Origis Energy USA, Inc | 61730 | MA Solar Storage 1 Hybrid | MA | Worcester | SCSS1 | OP | Solar Photovoltaic | PV | IPP Non-CHP | 2 | 1.1 | 1.1 | 1.1 | 3 | 2018 |  |  |  | Y | [6 empty] | 180 | 2 | 1.4 | Y | [5 empty] | N |  | N
61354 | Solten Plainville 6000, LLC | 61731 | Solten Plainville 6000, LLC | MA | Norfolk | PLAIN | OP | Solar Photovoltaic | PV | IPP Non-CHP | 2 | 4.9 | 4.9 | 4.9 | 8 | 2017 |  |  | N | Y | [6 empty] | 158 | 20 | 5.9 | Y | [5 empty] | N |  | Y | 5.9
61356 | Solten Randolph 4500, LLC | 61732 | Randolph | MA | Norfolk | RAND | OP | Solar Photovoltaic | PV | IPP Non-CHP | 2 | 3.8 | 3.8 | 3.8 | 11 | 2017 |  |  |  | Y | [6 empty] | 167 | 20 | 4.8 | Y | [5 empty] | N |  | Y | 4.8
61357 | Haywood Solar, SMLLC | 61733 | Haywood Solar | TN | Haywood | HWOOD | OP | Solar Photovoltaic | PV | Industrial Non-CHP | 6 | 3 | 3 | 3 | 12 | 2017 |  | Y | [8 empty] | 180 |  | 3.9 |  | Y |  |  |  |  | N |  | N
61366 | Woods Hill Solar, LLC | 61736 | Woods Hill Solar | CT | Windham | PV1 | OP | Solar Photovoltaic | PV | IPP Non-CHP | 2 | 20 | 20 | 20 | 12 | 2018 |  |  |  | Y | [6 empty] | 3 | 25 | 24.2 | Y | [5 empty] | N |  | N
61362 | GWCC PV Solar Farm | 61738 | GWCC PV Solar Farm | MD | Prince Georges | SOLAR | OP | Solar Photovoltaic | PV | IPP Non-CHP | 2 | 1.6 | 1.6 | 1.6 | 1 | 2015 |  |  |  | Y | [6 empty] | 180 | 20 | 2.1 | Y | [5 empty] | Y | 2.1 | N
61361 | Walton Solar | 61740 | Gratis Road Solar Facility | GA | Walton | GR01 | OP | Solar Photovoltaic | PV | IPP Non-CHP | 2 | 3 | 3 | 3 | 1 | 2018 |  |  |  | Y | [6 empty] | 180 | 20 | 4 | Y | [5 empty] | N |  | N
57210 | L'Oreal USA Products Inc | 61744 | L'Oreal Solar - Florence | KY | Boone | 1 | OP | Solar Photovoltaic | PV | Commercial Non-CHP | 4 | 1.1 | 0.9 | 0.6 | 7 | 2017 |  |  |  | Y | [6 empty] | 183.3 | 5 | 1.4 | Y | [5 empty] | Y | 1.4 | N
61375 | Southern Current One, LLC | 61748 | Southern Current One, LLC | SC | Allendale | PRGE1 | OP | Solar Photovoltaic | PV | IPP Non-CHP | 2 | 10.2 | 10.2 | 10.2 | 12 | 2017 |  | Y | [8 empty] | 90 |  | 14.2 | Y | [5 empty] | N |  | N
56769 | Consolidated Edison Development Inc. | 61750 | Wistaria Ranch Solar | CA | Imperial | WICA | OP | Solar Photovoltaic | PV | IPP Non-CHP | 2 | 106.7 | 100 | 100 | 12 | 2018 |  | Y | [8 empty] | 0 |  | 141 | Y | [5 empty] | N |  | N
61373 | MERIT SI | 61751 | Rotor Clip | NJ | Somerset | RCLIP | OP | Solar Photovoltaic | PV | IPP Non-CHP | 2 | 2.8 | 2.7 | 2.2 | 12 | 2018 |  |  |  | Y | [6 empty] | 163 | 25 | 4.9 | Y | [5 empty] | N |  | N
60571 | AEP Onsite Partners, LLC | 61752 | Quincy II Solar Garden | CO | Arapahoe | PV1 | OP | Solar Photovoltaic | PV | IPP Non-CHP | 2 | 1.5 | 1.5 | 1.5 | 5 | 2018 |  | Y | [8 empty] | 0 | 0 | 1.9 | Y | [5 empty] | N |  | N
60571 | AEP Onsite Partners, LLC | 61753 | Imboden Solar Garden | CO | Adams | PV1 | OP | Solar Photovoltaic | PV | IPP Non-CHP | 2 | 1.5 | 1.5 | 1.5 | 5 | 2018 |  | Y | [8 empty] | 0 | 0 | 1.9 | Y | [5 empty] | N |  | N
60571 | AEP Onsite Partners, LLC | 61753 | Imboden Solar Garden | CO | Adams | PV2 | OP | Solar Photovoltaic | PV | IPP Non-CHP | 2 | 1.5 | 1.5 | 1.5 | 5 | 2018 |  | Y | [8 empty] | 0 | 0 | 1.9 | Y | [5 empty] | N |  | N
59254 | NuGen Capital Management | 61755 | East Acres Solar NG, LLC | MA | Berkshire | EA | OP | Solar Photovoltaic | PV | IPP Non-CHP | 2 | 5.8 | 5.8 | 2.8 | 4 | 2017 |  |  |  | Y | [6 empty] | 180 | 25 | 6.8 | Y | [5 empty] | N |  | Y | 5.8
14063 | Oklahoma Gas & Electric Co | 61759 | Covington Solar Farm | OK | Garfield | CVS1 | OP | Solar Photovoltaic | PV | Electric Utility | 1 | 10 | 10 | 10 | 2 | 2018 |  | Y | [8 empty] | 180 | 60 | 13.2 | Y | [5 empty] | N |  | N
61383 | MN Solar Community, LLC | 61762 | Sherburne North Project CSG | MN | Sherburne | SHERB | OP | Solar Photovoltaic | PV | IPP Non-CHP | 2 | 5 | 5 | 5 | 7 | 2018 |  | Y | [8 empty] | 0 |  | 7 | Y | [5 empty] | N |  | Y | 1.4
6452 | Florida Power & Light Co | 61763 | Sunshine Gateway Solar Energy Center | FL | Columbia | 1 | OP | Solar Photovoltaic | PV | Electric Utility | 1 | 74.5 | 74.5 | 74.5 | 1 | 2019 |  |  |  | Y | [6 empty] | 195 | 20 | 113.2 | Y | [5 empty] | N |  | N
61391 | Gore Mountain Solar II, LLC | 61764 | Gore Mountain Solar II | NY | Washington | SNWH2 | OP | Solar Photovoltaic | PV | IPP Non-CHP | 2 | 2 | 2 | 2 | 9 | 2016 |  |  |  | Y | [6 empty] | 180 | 20 | 2.5 | Y | [5 empty] | N |  | Y | 2.5
61387 | HGS solar I, LLC | 61765 | HGS Solar I | NY | Washington | SNWH1 | OP | Solar Photovoltaic | PV | IPP Non-CHP | 2 | 2 | 2 | 2 | 9 | 2016 |  |  |  | Y | [6 empty] | 180 | 20 | 2.8 | Y | [5 empty] | N |  | Y | 2.8
6452 | Florida Power & Light Co | 61766 | Miami Dade Solar Energy Center | FL | Miami Dade | 1 | OP | Solar Photovoltaic | PV | Electric Utility | 1 | 74.5 | 74.5 | 74.5 | 1 | 2019 |  |  |  | Y | [6 empty] | 195 | 20 | 113.2 | Y | [5 empty] | N |  | N
6452 | Florida Power & Light Co | 61767 | Pioneer Trail Solar Energy Center | FL | Volusia | 1 | OP | Solar Photovoltaic | PV | Electric Utility | 1 | 74.5 | 74.5 | 74.5 | 1 | 2019 |  |  |  | Y | [6 empty] | 195 | 20 | 113.2 | Y | [5 empty] | N |  | N
6452 | Florida Power & Light Co | 61768 | Interstate Solar Energy Center | FL | St Lucie | 1 | OP | Solar Photovoltaic | PV | Electric Utility | 1 | 74.5 | 74.5 | 74.5 | 1 | 2019 |  |  |  | Y | [6 empty] | 195 | 20 | 113.2 | Y | [5 empty] | N |  | N
61388 | Syncarpha Hancock I, LLC | 61769 | Syncarpha Hancock I CSG | MA | Berkshire | SYNH1 | OP | Solar Photovoltaic | PV | IPP Non-CHP | 2 | 2 | 2 | 2 | 11 | 2017 |  |  |  | Y | [6 empty] | 180 | 20 | 2.8 | Y | [5 empty] | N |  | Y | 2.8
61389 | Syncarpha Hancock II, LLC | 61770 | Syncarpha Hancock II CSG | MA | Berkshire | SYNH2 | OP | Solar Photovoltaic | PV | IPP Non-CHP | 2 | 2 | 2 | 2 | 11 | 2017 |  |  |  | Y | [6 empty] | 180 | 25 | 2.8 | Y | [5 empty] | N |  | Y | 2.8
61390 | Syncarpha Hancock III, LLC | 61771 | Syncarpha Hancock III CSG | MA | Berkshire | SYNH3 | OP | Solar Photovoltaic | PV | IPP Non-CHP | 2 | 1 | 1 | 1 | 11 | 2017 |  |  |  | Y | [6 empty] | 180 | 25 | 1.4 | Y | [5 empty] | N |  | Y | 1.4
61392 | Syncarpha Still River, LLC | 61774 | Syncarpha Still River, LLC CSG | MA | Worcester | SYNBO | OP | Solar Photovoltaic | PV | IPP Non-CHP | 2 | 2 | 2 | 2 | 12 | 2016 |  |  |  | Y | [6 empty] | 180 | 25 | 2.8 | Y | [5 empty] | N |  | Y | 2
61401 | North 301 Solar, LLC | 61778 | North 301 Solar | NC | Halifax | N301 | OP | Solar Photovoltaic | PV | IPP Non-CHP | 2 | 20 | 20 | 20 | 12 | 2019 |  | Y | [8 empty] | 90 |  | 26.9 | Y | [5 empty] | N |  | N
61404 | Edenton Solar | 61781 | Edenton Solar | NC | Chowan | EDE | OP | Solar Photovoltaic | PV | IPP Non-CHP | 2 | 5 | 5 | 5 | 12 | 2019 |  |  |  | Y | [6 empty] | 20 | 20 | 7.5 | Y | [5 empty] | N |  | N
49893 | Invenergy Services LLC | 61785 | Camilla Solar Energy Project | GA | Mitchell | CAMSR | OP | Solar Photovoltaic | PV | IPP Non-CHP | 2 | 171.4 | 171.4 | 171.4 | 2 | 2020 |  | Y | [8 empty] | 0 | 60 | 224 | Y | [5 empty] | N |  | N
56622 | Shaw Creek Solar | 61790 | Shaw Creek Solar, LLC | SC | Aiken | SHAWC | OP | Solar Photovoltaic | PV | IPP Non-CHP | 2 | 74.9 | 74.9 | 74.9 | 10 | 2019 |  |  | Y | N | [8 empty] | 108.6 | Y | [5 empty] | N |  | N
61418 | Stage Gulch Solar, LLC | 61791 | Stage Gulch Solar | CA | Sonoma | 5001 | OP | Solar Photovoltaic | PV | IPP Non-CHP | 2 | 1 | 0.8 | 0.7 | 4 | 2018 |  |  |  | Y | [6 empty] | 180 | 25 | 1.1 | Y | [5 empty] | N |  | N
61417 | Lavio Solar, LLC | 61792 | Lavio Solar | CA | Sonoma | 5002 | OP | Solar Photovoltaic | PV | IPP Non-CHP | 2 | 1 | 1 | 0.5 | 4 | 2018 |  | N |  | Y | [6 empty] | 180 | 25 | 1.3 | Y | [5 empty] | N |  | N
61409 | Heyer CSG LLC | 61793 | Heyer CSG | MN | Rice | HEYER | OP | Solar Photovoltaic | PV | IPP Non-CHP | 2 | 1 | 1 | 1 | 6 | 2018 |  |  |  | Y | [6 empty] | 180 | 30 | 1.4 | Y | [5 empty] | N |  | N
61419 | Luminace Solar MC, LLC | 61794 | Gateway Solar | MD | Worcester | GTWYN | OP | Solar Photovoltaic | PV | IPP Non-CHP | 2 | 5 | 5 | 5 | 3 | 2019 |  | Y | [8 empty] | 180 |  | 6.5 | Y | [5 empty] | N |  | N
61419 | Luminace Solar MC, LLC | 61794 | Gateway Solar | MD | Worcester | GTWYS | OP | Solar Photovoltaic | PV | IPP Non-CHP | 2 | 2.6 | 2.6 | 2.6 | 5 | 2019 |  | Y | [8 empty] | 180 |  | 3.5 | Y | [5 empty] | N |  | N
9961 | Kansas Electric Power Coop Inc | 61798 | Prairie Sky Solar Farm | KS | Butler | 1 | OP | Solar Photovoltaic | PV | Electric Utility | 1 | 1 | 1 | 1 | 2 | 2017 |  |  |  | Y | [6 empty] | 235 | 30 | 1.4 | Y | [5 empty] | N |  | N
9234 | Indiana Municipal Power Agency | 61799 | Rensselaer Solar Site 2 | IN | Jasper | SREN2 | OP | Solar Photovoltaic | PV | Electric Utility | 1 | 3.8 | 3.8 | 3.1 | 12 | 2018 |  | Y | [8 empty] | 180 |  | 5.1 | Y | [5 empty] | N |  | N
60370 | DG AMP Solar, LLC | 61800 | DG AMP Solar Smyrna | DE | Kent | AMPSM | OP | Solar Photovoltaic | PV | IPP Non-CHP | 2 | 1.2 | 1.2 | 1.2 | 7 | 2018 |  |  |  | Y | [6 empty] | 146 | 25 | 1.5 | Y | [5 empty] | N |  | N
61012 | AES Distributed Energy | 61804 | City of Rochester Solar | NY | Monroe | ROC01 | OP | Solar Photovoltaic | PV | IPP Non-CHP | 2 | 1.8 | 1.8 | 1.8 | 12 | 2017 |  |  |  | Y | [6 empty] | 180 | 15 | 2.6 | Y | [5 empty] | N |  | Y | 2.6
60370 | DG AMP Solar, LLC | 61805 | DG AMP Solar Piqua Staunton | OH | Miami | AMPPS | OP | Solar Photovoltaic | PV | IPP Non-CHP | 2 | 1.8 | 1.8 | 1.8 | 9 | 2018 |  |  |  | Y | [6 empty] | 195 | 15 | 2.5 | Y | [5 empty] | N |  | N
6455 | Duke Energy Florida, LLC | 61807 | Hamilton Solar Power Plant | FL | Hamilton | PV1 | OP | Solar Photovoltaic | PV | Electric Utility | 1 | 74.9 | 74.9 | 74.9 | 12 | 2018 |  | Y | [8 empty] | 180 | 0 | 109.9 | Y | [5 empty] | N |  | N
61435 | EGP Stillwater Solar PV II, LLC | 61809 | EGP Stillwater Solar PV II, LLC | NV | Churchill | STWII | OP | Solar Photovoltaic | PV | IPP Non-CHP | 2 | 20 | 20 | 20 | 6 | 2018 |  |  |  | Y | [6 empty] | 180 | 30 | 24 |  |  | Y |  |  |  | N |  | N
61060 | Cypress Creek Renewables | 61810 | Chisum | TX | Lamar | GEN1 | OP | Solar Photovoltaic | PV | IPP Non-CHP | 2 | 10 | 10 | 10 | 12 | 2018 |  |  |  | Y | [6 empty] | 180 | 20 | 14.2 |  |  |  | Y |  |  | N |  | N
61436 | Titan Solar, LLC | 61811 | Titan Solar | CO | Arapahoe | PCEC | OP | Solar Photovoltaic | PV | IPP Non-CHP | 2 | 50 | 50 | 50 | 12 | 2018 |  | Y | [8 empty] | 180 |  | 67.6 | Y | [5 empty] | N |  | N
61425 | Ranchland Solar, LLC | 61813 | Ranchland Solar, LLC | NC | Currituck | RCHLD | OP | Solar Photovoltaic | PV | IPP Non-CHP | 2 | 60 | 60 | 60 | 12 | 2017 |  | Y | [8 empty] | 180 |  | 84.5 | Y | [5 empty] | N |  | N
61428 | Kearsarge Concord II LLC | 61814 | Kearsarge Concord II | MA | Middlesex | CII | OP | Solar Photovoltaic | PV | IPP Non-CHP | 2 | 4.5 | 4.5 | 4.5 | 1 | 2017 |  |  |  | Y | [6 empty] | 180 | 20 | 5.5 | Y | [5 empty] | N |  | N
61426 | Kearsarge Granby LLC | 61815 | Kearsarge Granby | MA | Hampshire | KSG1 | OP | Solar Photovoltaic | PV | IPP Non-CHP | 2 | 0.5 | 0.5 | 0.5 | 3 | 2017 |  |  |  | Y | [6 empty] | 180 | 20 | 0.6 | Y | [5 empty] | N |  | N
61426 | Kearsarge Granby LLC | 61815 | Kearsarge Granby | MA | Hampshire | KSG2 | OP | Solar Photovoltaic | PV | IPP Non-CHP | 2 | 0.5 | 0.5 | 0.5 | 3 | 2017 |  |  |  | Y | [6 empty] | 180 | 20 | 0.6 | Y | [5 empty] | N |  | N
61426 | Kearsarge Granby LLC | 61815 | Kearsarge Granby | MA | Hampshire | KSG5 | OP | Solar Photovoltaic | PV | IPP Non-CHP | 2 | 0.5 | 0.5 | 0.5 | 3 | 2017 |  |  |  | Y | [6 empty] | 180 | 20 | 0.6 | Y | [5 empty] | N |  | N
61426 | Kearsarge Granby LLC | 61815 | Kearsarge Granby | MA | Hampshire | KSG6 | OP | Solar Photovoltaic | PV | IPP Non-CHP | 2 | 0.5 | 0.5 | 0.5 | 3 | 2017 |  |  |  | Y | [6 empty] | 180 | 20 | 0.6 | Y | [5 empty] | N |  | N
61426 | Kearsarge Granby LLC | 61815 | Kearsarge Granby | MA | Hampshire | KSG7 | OP | Solar Photovoltaic | PV | IPP Non-CHP | 2 | 0.5 | 0.5 | 0.5 | 3 | 2017 |  |  |  | Y | [6 empty] | 180 | 20 | 0.6 | Y | [5 empty] | N |  | N
57389 | IKEA Property Inc | 61816 | IKEA Oak Creek Rooftop PV System | WI | Milwaukee | PV1 | OP | Solar Photovoltaic | PV | Commercial Non-CHP | 4 | 1.2 | 1.2 | 1.2 | 6 | 2018 |  |  |  | Y | [6 empty] | 180 | 5 | 1.6 | Y | [5 empty] | Y | 1.2 | N
61187 | DG Minnesota CSG, LLC | 61817 | Big Lake Project CSG | MN | Sherburne | BIGLA | OP | Solar Photovoltaic | PV | IPP Non-CHP | 2 | 5 | 5 | 5 | 6 | 2018 |  | Y | [8 empty] | 180 | 52 | 6.9 | Y | [5 empty] | N |  | N
60370 | DG AMP Solar, LLC | 61818 | DG AMP Solar Brewster | OH | Stark | AMPBR | OP | Solar Photovoltaic | PV | IPP Non-CHP | 2 | 1.9 | 1.9 | 1.9 | 12 | 2018 |  |  |  | Y | [6 empty] | 180 | 15 | 2.2 | Y | [5 empty] | N |  | N
57389 | IKEA Property Inc | 61819 | IKEA Conshohocken Rooftop PV System | PA | Montgomery | 211 | OP | Solar Photovoltaic | PV | Commercial Non-CHP | 4 | 1 | 1 | 1 | 2 | 2013 |  |  |  | Y | [6 empty] | 219 | 11.6 | 1.1 | Y | [5 empty] | Y | 1.1 | N
57389 | IKEA Property Inc | 61820 | IKEA New Haven Rooftop PV & Fuel Cell | CT | New Haven | 213PV | OP | Solar Photovoltaic | PV | Commercial Non-CHP | 4 | 0.8 | 0.8 | 0.8 | 7 | 2012 |  |  |  | Y | [6 empty] | 214 | 10 | 0.9 | Y | [5 empty] | Y | 0.9 | N
57389 | IKEA Property Inc | 61821 | IKEA Jacksonville Rooftop PV System | FL | Duval | PV1 | OP | Solar Photovoltaic | PV | Commercial Non-CHP | 4 | 1.4 | 1.4 | 1.4 | 11 | 2017 |  | N |  | Y | [6 empty] | 180 | 5 | 1.9 | Y | [5 empty] | Y | 1.9 | N
61440 | Princeton Energy Center LLC | 61822 | Princeton Energy Center, LLC | NJ | Middlesex | S1 | OP | Solar Photovoltaic | PV | Commercial CHP | 5 | 0.2 | 0.2 | 0.2 | 12 | 2012 |  |  |  | Y | [6 empty] | 283 | 1 | 0.2 | Y | [5 empty] | N |  | N
61944 | MN8 Energy LLC | 61824 | RPUWD Scheuer Well Solar Project | CA | San Bernardino | RPU2 | OP | Solar Photovoltaic | PV | IPP Non-CHP | 2 | 3 | 3 | 3 | 6 | 2018 |  | Y | [8 empty] | 0 | 10 | 3.8 | Y | [5 empty] | N |  | N
61944 | MN8 Energy LLC | 61825 | Dignity - Siena Campus | NV | Clark | PV1 | OP | Solar Photovoltaic | PV | IPP Non-CHP | 2 | 1.4 | 1.4 | 1.4 | 5 | 2018 |  | Y | [8 empty] | 0 |  | 1.7 | Y | [5 empty] | N |  | N
19436 | Union Electric Co - (MO) | 61826 | O'Fallon Renewable Energy Center | MO | St Charles | OREC | OP | Solar Photovoltaic | PV | Electric Utility | 1 | 4.5 | 4.5 | 4.5 | 12 | 2014 |  |  |  | Y | [6 empty] | 180 | 20 | 5.7 | Y | [5 empty] | N |  | N
61451 | SP Solar 7, LLC | 61827 | Dayton Cutoff Solar | OR | Yamhill | PGRC3 | OP | Solar Photovoltaic | PV | IPP Non-CHP | 2 | 2.2 | 2.2 | 2.2 | 12 | 2017 |  |  |  | Y | [6 empty] | 180 | 15 | 2.9 | Y | [5 empty] | N |  | N
61450 | SP Solar 8, LLC | 61828 | Valley Creek Solar | OR | Polk | PGRC6 | OP | Solar Photovoltaic | PV | IPP Non-CHP | 2 | 2.2 | 2.2 | 2.2 | 12 | 2017 |  |  |  | Y | [6 empty] | 180 | 20 | 3.1 | Y | [5 empty] | N |  | N
61449 | Silverton Solar, LLC | 61829 | Silverton Solar | OR | Marion | PGRC7 | OP | Solar Photovoltaic | PV | IPP Non-CHP | 2 | 2.2 | 2.2 | 2.2 | 12 | 2017 |  |  |  | Y | [6 empty] | 180 | 25 | 3.1 | Y | [5 empty] | N |  | N
61448 | Sheep Solar, LLC | 61830 | Sheep Solar | OR | Marion | PGRC8 | OP | Solar Photovoltaic | PV | IPP Non-CHP | 2 | 2.2 | 2.2 | 2.2 | 12 | 2017 |  |  |  | Y | [6 empty] | 180 | 30 | 3.1 | Y | [5 empty] | N |  | N
61445 | SP Solar 6, LLC | 61831 | Colton Solar | OR | Clackamas | PGRC2 | OP | Solar Photovoltaic | PV | IPP Non-CHP | 2 | 2.2 | 2.2 | 2.2 | 12 | 2017 |  |  |  | Y | [6 empty] | 180 | 15 | 3.1 | Y | [5 empty] | N |  | N
61447 | SP Solar 1, LLC | 61832 | Interstate Solar | OR | Marion | PGRC5 | OP | Solar Photovoltaic | PV | IPP Non-CHP | 2 | 2.2 | 2.2 | 2.2 | 12 | 2017 |  |  |  | Y | [6 empty] | 180 | 25 | 3.2 | Y | [5 empty] | N |  | N
61446 | Freedom Solar, LLC | 61833 | Freedom Solar | SC | Dillon | PGRC9 | OP | Solar Photovoltaic | PV | IPP Non-CHP | 2 | 5 | 5 | 5 | 12 | 2017 |  | Y | [8 empty] | 180 |  | 7.1 | Y | [5 empty] | N |  | N
61453 | Soboba Band of Luiseno Indians | 61834 | Soboba Community Solar Project | CA | Riverside | SCSP1 | OP | Solar Photovoltaic | PV | Electric Utility | 1 | 1 | 0.9 | 0.8 | 8 | 2016 |  |  |  | Y | [6 empty] | 200 | 25 | 1.3 | Y | [5 empty] | N |  | Y | 1
61453 | Soboba Band of Luiseno Indians | 61834 | Soboba Community Solar Project | CA | Riverside | SCSP2 | OP | Solar Photovoltaic | PV | Electric Utility | 1 | 1 | 0.8 | 0.8 | 6 | 2017 |  |  |  | Y | [6 empty] | 200 | 25 | 1.3 | Y | [5 empty] | N |  | Y | 1
61454 | NorWest Energy 14, LLC | 61835 | Grand Ronde Solar | OR | Polk | PGRC4 | OP | Solar Photovoltaic | PV | IPP Non-CHP | 2 | 2.2 | 2.2 | 2.2 | 12 | 2017 |  |  |  | Y | [6 empty] | 180 | 15 | 3.1 | Y | [5 empty] | N |  | N
61204 | Today's Power, Inc. | 61839 | FECC Solar Benton | AR | Saline | FECC1 | OP | Solar Photovoltaic | PV | Electric Utility | 1 | 1 | 1 | 1 | 3 | 2017 |  |  |  | Y | [6 empty] | 270 | 26 | 1.5 | Y | [5 empty] | N |  | N
60496 | Adapture Renewables, Inc. | 61840 | Hope Farm Solar, LLC | RI | Providence | HOPE | OP | Solar Photovoltaic | PV | IPP Non-CHP | 2 | 10 | 10 | 10 | 9 | 2019 |  |  |  | Y | [6 empty] | 166 | 25 | 12.6 | Y | [5 empty] | N |  | N
60025 | Greenbacker Renewable Energy Corporation | 61842 | Sun Farm VI, LLC | NC | Perquimans | PV1 | OP | Solar Photovoltaic | PV | IPP Non-CHP | 2 | 5 | 4.8 | 4.8 | 11 | 2018 |  |  |  | Y | [6 empty] | 180 | 20 | 6.9 | Y | [5 empty] | N |  | N
60584 | Onyx Asset Services Group | 61843 | SeaWorld Aquatica | CA | San Diego | 10276 | OP | Solar Photovoltaic | PV | IPP Non-CHP | 2 | 1.1 | 1.1 | 1.1 | 5 | 2018 |  |  |  | Y | [6 empty] | 181 | 7 | 1.3 | Y | [5 empty] | Y | 1 | N
60496 | Adapture Renewables, Inc. | 61844 | Brush Solar Center | OR | Baker | BRUSH | OP | Solar Photovoltaic | PV | IPP Non-CHP | 2 | 2.8 | 2.8 | 2.8 | 1 | 2020 |  | Y | [8 empty] | 0 | 0 | 3.8 | Y | [5 empty] | N |  | N
60584 | Onyx Asset Services Group | 61847 | Broadalbin | NY | Fulton | 10046 | OP | Solar Photovoltaic | PV | IPP Non-CHP | 2 | 2 | 2 | 2 | 4 | 2018 |  |  |  | Y | [6 empty] | 180 | 22 | 3 | Y | [5 empty] | N |  | Y | 3
63249 | Terraform Arcadia | 61849 | Danville | VA | Pittsylvania | SO291 | OP | Solar Photovoltaic | PV | IPP Non-CHP | 2 | 6 | 6 | 6 | 3 | 2018 |  | Y | [8 empty] | 0 |  | 8 | Y | [5 empty] | Y | 8 | N
60496 | Adapture Renewables, Inc. | 61854 | Baker City Solar | OR | Baker | BAKER | OP | Solar Photovoltaic | PV | IPP Non-CHP | 2 | 15 | 15 | 15 | 2 | 2020 |  | Y | [8 empty] | 0 | 0 | 19 | Y | [5 empty] | N |  | N
60496 | Adapture Renewables, Inc. | 61855 | Morgan Solar Center | OR | Malheur | MORGN | OP | Solar Photovoltaic | PV | IPP Non-CHP | 2 | 3 | 3 | 3 | 5 | 2020 |  | Y | [8 empty] | 0 | 0 | 3.7 | Y | [5 empty] | N |  | N
60496 | Adapture Renewables, Inc. | 61856 | Vale Solar Center | OR | Malheur | VALE | OP | Solar Photovoltaic | PV | IPP Non-CHP | 2 | 3 | 3 | 3 | 8 | 2020 |  |  |  | Y | [6 empty] | 180 | 25 | 3.8 | Y | [5 empty] | N |  | N
60496 | Adapture Renewables, Inc. | 61860 | Ontario Solar Center | OR | Malheur | ONTRO | OP | Solar Photovoltaic | PV | IPP Non-CHP | 2 | 3 | 3 | 3 | 5 | 2020 |  | Y | [8 empty] | 0 | 0 | 4 | Y | [5 empty] | N |  | N
61944 | MN8 Energy LLC | 61862 | Dignity - San Martin | NV | Clark | PV1 | OP | Solar Photovoltaic | PV | IPP Non-CHP | 2 | 1.7 | 1.7 | 1.7 | 5 | 2018 |  |  |  | Y | [6 empty] | 180 | 10 | 2.1 | Y | [5 empty] | N |  | N
60584 | Onyx Asset Services Group | 61863 | Duanesburg | NY | Montgomery | 10048 | OP | Solar Photovoltaic | PV | IPP Non-CHP | 2 | 2 | 2 | 2 | 4 | 2018 |  |  |  | Y | [6 empty] | 180 | 2 | 3 | Y | [5 empty] | N |  | Y | 3
61483 | Dix Solar, L.L.C | 61864 | Dix Solar, L.L.C | NJ | Burlington | DIXSL | OP | Solar Photovoltaic | PV | IPP Non-CHP | 2 | 13 | 13 | 13 | 6 | 2017 |  |  |  | Y | [6 empty] | 180 | 25 | 16.5 | Y | [5 empty] | N |  | N
61060 | Cypress Creek Renewables | 61867 | Bovine | TX | Austin | GEN1 | OP | Solar Photovoltaic | PV | IPP Non-CHP | 2 | 10 | 10 | 10 | 12 | 2018 |  |  |  | Y | [6 empty] | 180 | 20 | 14.2 |  |  |  | Y |  |  | N |  | N
61060 | Cypress Creek Renewables | 61868 | Bronson | TX | Fort Bend | GEN1 | OP | Solar Photovoltaic | PV | IPP Non-CHP | 2 | 10 | 10 | 10 | 12 | 2018 |  |  |  | Y | [6 empty] | 180 | 20 | 14.2 |  |  |  | Y |  |  | N |  | N
61486 | Scenic Hill Solar III LLC | 61869 | Scenic Hill Solar III | AR | Johnson | SHS3 | OP | Solar Photovoltaic | PV | IPP Non-CHP | 2 | 5 | 5 | 5 | 12 | 2017 |  | Y | [8 empty] | 180 |  | 6.5 | Y | [5 empty] | N |  | N
61487 | Montevideo Solar LLC | 61870 | Montevideo Solar LLC, CSG | MN | Yellow Medicine | MONTE | OP | Solar Photovoltaic | PV | IPP Non-CHP | 2 | 5 | 5 | 5 | 1 | 2019 |  | Y | [8 empty] | 180 |  | 7.5 | Y | [5 empty] | N |  | N
61060 | Cypress Creek Renewables | 61871 | Sterling Solar (TX) | TX | Hunt | GEN1 | OP | Solar Photovoltaic | PV | IPP Non-CHP | 2 | 10 | 10 | 10 | 11 | 2018 |  |  |  | Y | [6 empty] | 180 | 20 | 14.2 |  |  |  | Y |  |  | N |  | N
61677 | Sol Systems | 61872 | Lampwick | TX | Menard | GEN1 | OP | Solar Photovoltaic | PV | IPP Non-CHP | 2 | 7.5 | 7.5 | 7.5 | 11 | 2019 |  | Y | [8 empty] | 180 | 0 | 10.8 | [5 empty] | Y | N |  | N
61060 | Cypress Creek Renewables | 61873 | Yellow Jacket | TX | Bosque | GEN1 | OP | Solar Photovoltaic | PV | IPP Non-CHP | 2 | 5 | 5 | 5 | 11 | 2018 |  |  |  | Y | [6 empty] | 180 | 20 | 7.1 |  |  |  | Y |  |  | N |  | N
61060 | Cypress Creek Renewables | 61874 | Eddy II | TX | McLennan | GEN1 | OP | Solar Photovoltaic | PV | IPP Non-CHP | 2 | 10 | 10 | 10 | 11 | 2018 |  |  |  | Y | [6 empty] | 180 | 20 | 14.2 | Y | [5 empty] | N |  | N
61060 | Cypress Creek Renewables | 61875 | Cascade Solar (TX) | TX | Wharton | GEN1 | OP | Solar Photovoltaic | PV | IPP Non-CHP | 2 | 10 | 10 | 10 | 4 | 2019 |  | Y | [8 empty] | 180 | 0 | 14.2 | Y | [5 empty] | N |  | N
64877 | Rigel | 61877 | Hanover Solar, LLC | NC | Jones | HAN01 | OP | Solar Photovoltaic | PV | IPP Non-CHP | 2 | 4.9 | 5 | 4.8 | 4 | 2018 |  |  |  | Y | [5 empty] | N | 180 | 20 | 7.5 | Y | [5 empty] | N |  | N
63359 | REA Investments, LLC | 61878 | John A Logan College Solar | IL | Williamson | JALC | OP | Solar Photovoltaic | PV | IPP Non-CHP | 2 | 1.3 | 1.3 | 1.3 | 12 | 2019 |  |  |  | Y | [6 empty] | 180 | 30 | 1.9 | Y | [5 empty] | Y | 1.9 | N
62627 | Alchemy Renewable Energy | 61879 | Bartow Solar Energy LLC | FL | Polk | PV | OP | Solar Photovoltaic | PV | IPP Non-CHP | 2 | 7.3 | 7.3 | 7.3 | 3 | 2018 |  | N |  | Y | [6 empty] | 180 | 15 | 9.4 | Y |  |  |  |  | N | N |  | N
61060 | Cypress Creek Renewables | 61881 | Morning View | NC | Randolph | GEN1 | OP | Solar Photovoltaic | PV | IPP Non-CHP | 2 | 2 | 2 | 2 | 12 | 2018 |  |  |  | Y | [6 empty] | 180 | 20 | 2.8 | Y | [5 empty] | N |  | N
61060 | Cypress Creek Renewables | 61882 | Copperfield | NC | Montgomery | GEN1 | OP | Solar Photovoltaic | PV | IPP Non-CHP | 2 | 2 | 2 | 2 | 12 | 2018 |  |  |  | Y | [6 empty] | 180 | 20 | 2.8 |  |  |  | Y |  |  | N |  | N
61060 | Cypress Creek Renewables | 61883 | Hopewell Friends | NC | Randolph | GEN1 | OP | Solar Photovoltaic | PV | IPP Non-CHP | 2 | 1.3 | 1.3 | 1.3 | 12 | 2018 |  |  |  | Y | [6 empty] | 180 | 20 | 1.4 | Y | [5 empty] | N |  | N
60520 | SoCore Energy LLC | 61884 | Kearney NPPD Solar Project | NE | Buffalo | PV1 | OP | Solar Photovoltaic | PV | IPP Non-CHP | 2 | 5.8 | 5.8 | 5.8 | 12 | 2017 |  | Y | [8 empty] | 180 |  | 7.2 | Y | [5 empty] | N |  | N
61060 | Cypress Creek Renewables | 61885 | Staunton | IN | Clay | GEN1 | OP | Solar Photovoltaic | PV | IPP Non-CHP | 2 | 4 | 4 | 4 | 12 | 2018 |  |  |  | Y | [6 empty] | 180 | 20 | 6.1 | Y | [5 empty] | N |  | N
61060 | Cypress Creek Renewables | 61886 | Bar D | CO | Rio Blanco | GEN1 | OP | Solar Photovoltaic | PV | IPP Non-CHP | 2 | 4 | 4 | 4 | 12 | 2018 |  |  |  | Y | [6 empty] | 180 | 20 | 5.4 | Y | [5 empty] | N |  | N
60146 | Ameresco Federal Solutions | 61887 | Fort Bliss (DEA EPIC) | TX | El Paso | DEPIC | OP | Solar Photovoltaic | PV | IPP Non-CHP | 2 | 2 | 2 | 2 | 7 | 2018 |  |  |  | Y | [6 empty] | 179 | 15 | 2.5 | Y | [5 empty] | N |  | N
60584 | Onyx Asset Services Group | 61888 | Johnstown | NY | Fulton | 10049 | OP | Solar Photovoltaic | PV | IPP Non-CHP | 2 | 2 | 2 | 2 | 4 | 2018 |  |  |  | Y | [6 empty] | 180 | 22 | 3 | Y | [5 empty] | N |  | Y | 3
61508 | BNB Camden Solar LLC | 61893 | BNB Camden Solar | NJ | Camden | BNBHQ | OP | Solar Photovoltaic | PV | IPP Non-CHP | 2 | 2.2 | 2.1 | 1.3 | 12 | 2017 |  |  |  | Y | Y | [5 empty] | 180 | 10 | 2.7 | Y | [5 empty] | Y | 2.7 | N
61508 | BNB Camden Solar LLC | 61893 | BNB Camden Solar | NJ | Camden | BNBSO | OP | Solar Photovoltaic | PV | IPP Non-CHP | 2 | 1.5 | 1.4 | 0.9 | 12 | 2017 |  |  |  | Y | [6 empty] | 185 | 10 | 1.7 | Y | [5 empty] | Y | 1.7 | N
61510 | National Raisin | 61894 | National Raisin | CA | Fresno | CR1 | OP | Solar Photovoltaic | PV | Industrial Non-CHP | 6 | 1 | 0.9 | 0.6 | 10 | 2015 |  | Y | [8 empty] | 180 |  | 1.1 | Y | [5 empty] | Y | 1.1 | N
61510 | National Raisin | 61894 | National Raisin | CA | Fresno | CR2 | OP | Solar Photovoltaic | PV | Industrial Non-CHP | 6 | 1 | 0.8 | 0.4 | 6 | 2015 |  |  |  | Y | [6 empty] | 225 | 5 | 1.1 | Y | [5 empty] | Y | 1.1 | N
61510 | National Raisin | 61894 | National Raisin | CA | Fresno | CR3 | OP | Solar Photovoltaic | PV | Industrial Non-CHP | 6 | 0.6 | 0.5 | 0.3 | 10 | 2015 |  | Y | [8 empty] | 180 |  | 0.7 | Y | [5 empty] | Y | 0.7 | N
61510 | National Raisin | 61894 | National Raisin | CA | Fresno | CR4 | OP | Solar Photovoltaic | PV | Industrial Non-CHP | 6 | 0.3 | 0.3 | 0.1 | 6 | 2015 |  |  |  | Y | [6 empty] | 225 | 5 | 0.4 | Y | [5 empty] | Y | 0.4 | N
61944 | MN8 Energy LLC | 61895 | Toyota HQ Plan | TX | Collin | TOYHQ | OP | Solar Photovoltaic | PV | IPP Non-CHP | 2 | 7.7 | 5.9 | 3.5 | 9 | 2017 |  |  |  | Y | [6 empty] | 180 | 1 | 8.8 | Y | [5 empty] | N |  | N
59474 | BQ Energy LLC | 61898 | Solean Solar Project | NY | Cattaraugus | SOLEA | OP | Solar Photovoltaic | PV | IPP Non-CHP | 2 | 4 | 4 | 4 | 4 | 2016 |  |  |  | Y | [6 empty] | 180 | 25 | 5.7 | Y | [5 empty] | N |  | N
63970 | CVI Renewables Holdings, LLC. | 61899 | Lincoln Ave Solar Project | NY | Suffolk | LINC | OP | Solar Photovoltaic | PV | IPP Non-CHP | 2 | 2 | 2 | 2 | 12 | 2018 |  |  |  | Y | [6 empty] | 165 | 20 | 3 | Y | [5 empty] | N |  | N
63970 | CVI Renewables Holdings, LLC. | 61900 | Blydenburgh Solar Project | NY | Suffolk | BLYD | OP | Solar Photovoltaic | PV | IPP Non-CHP | 2 | 1.5 | 1.5 | 1.5 | 12 | 2018 |  |  |  | Y | [6 empty] | 180 | 20 | 2.3 | Y | [5 empty] | N |  | N
61944 | MN8 Energy LLC | 61901 | Redstone Arsenal Hybrid | AL | Madison | REDST | OP | Solar Photovoltaic | PV | IPP Non-CHP | 2 | 10 | 7.2 | 4.2 | 12 | 2017 |  | Y | [8 empty] | 180 |  | 12.5 | Y | [5 empty] | N |  | N
63970 | CVI Renewables Holdings, LLC. | 61902 | Holtsville Solar Project | NY | Suffolk | HOLTS | OP | Solar Photovoltaic | PV | IPP Non-CHP | 2 | 1.2 | 1.2 | 1.2 | 12 | 2017 |  |  |  | Y | [6 empty] | 175 | 20 | 1.7 | Y | [5 empty] | N |  | N
60584 | Onyx Asset Services Group | 61903 | Sharon Springs | NY | Schoharie | 10116 | OP | Solar Photovoltaic | PV | IPP Non-CHP | 2 | 2 | 2 | 2 | 5 | 2018 |  |  |  | Y | [6 empty] | 180 | 22 | 3 | Y | [5 empty] | N |  | Y | 3
60584 | Onyx Asset Services Group | 61904 | Amsterdam North | NY | Montgomery | 10044 | OP | Solar Photovoltaic | PV | IPP Non-CHP | 2 | 2 | 2 | 2 | 4 | 2018 |  |  |  | Y | [6 empty] | 180 | 22 | 3 | Y | [5 empty] | N |  | Y | 3
60584 | Onyx Asset Services Group | 61905 | Amsterdam South | NY | Montgomery | 10045 | OP | Solar Photovoltaic | PV | IPP Non-CHP | 2 | 2 | 2 | 2 | 4 | 2018 |  |  |  | Y | [6 empty] | 180 | 22 | 3 | Y | [5 empty] | N |  | Y | 3
61515 | Phoebe Energy Project, LLC | 61906 | Phoebe Solar | TX | Winkler | PHOEB | OP | Solar Photovoltaic | PV | IPP Non-CHP | 2 | 250 | 250 | 250 | 11 | 2019 |  | Y | [7 empty] | N | 0 |  | 317 |  | Y |  |  |  |  | N |  | N
56990 | NJR Clean Energy Ventures Corporation | 61907 | Springfield Solar Project | NJ | Burlington | NJLND | OP | Solar Photovoltaic | PV | IPP Non-CHP | 2 | 7.5 | 7.5 | 7.5 | 10 | 2018 |  |  |  | Y | [6 empty] | 180 | 25 | 9.2 | Y | [5 empty] | Y | 9.2 | N
61516 | Stratford Solar Center, LLC | 61908 | Stratford Solar Center, LLC | VA | Suffolk City | STRAT | OP | Solar Photovoltaic | PV | IPP Non-CHP | 2 | 15 | 15 | 15 | 11 | 2022 |  | Y | [8 empty] | 0 |  | 20 | Y | [5 empty] | N |  | N
63249 | Terraform Arcadia | 61914 | Susquehanna University Solar | PA | Snyder | SO829 | OP | Solar Photovoltaic | PV | IPP Non-CHP | 2 | 3 | 3 | 3 | 9 | 2018 |  | Y | [8 empty] | 0 | 25 | 3.9 | Y | [5 empty] | Y | 3 | N
63249 | Terraform Arcadia | 61915 | Bowie State Solar | MD | Prince Georges | SO285 | OP | Solar Photovoltaic | PV | IPP Non-CHP | 2 | 1.3 | 1.3 | 1.3 | 3 | 2018 |  | N |  | Y | [6 empty] | 218 | 10 | 1.6 | Y | [5 empty] | Y | 1.3 | N
61520 | Kearsarge Oppenheim LLC | 61917 | Kearsarge Oppenheim CSG | NY | Fulton | OPPEN | OP | Solar Photovoltaic | PV | IPP Non-CHP | 2 | 1.4 | 1.4 | 1.4 | 7 | 2018 |  |  |  | Y | N | [5 empty] | 180 | 30 | 1.9 | Y |  | N |  |  |  | N |  | N
5248 | Dominion Energy Inc. | 61918 | Blackville Solar Farm, LLC | SC | Barnwell | 1 | OP | Solar Photovoltaic | PV | IPP Non-CHP | 2 | 7.2 | 7.2 | 7.2 | 12 | 2020 |  | Y | [8 empty] | 0 |  | 10.3 | Y | [5 empty] | N |  | N
61518 | Frontenac Holdco LLC | 61919 | Frontenac Holdco LLC, CSG | MN | Goodhue | FRONT | OP | Solar Photovoltaic | PV | IPP Non-CHP | 2 | 5 | 5 | 5 | 3 | 2019 |  |  |  | Y | [6 empty] | 180 | 0 | 7.2 | Y | [5 empty] | N |  | N
61523 | 225DD 8me LLC | 61920 | Galloway 1 Solar Farm | TX | Concho | GSM01 | OP | Solar Photovoltaic | PV | IPP Non-CHP | 2 | 250 | 250 | 250 | 10 | 2021 |  | Y | [8 empty] | 0 |  | 319 | Y | [5 empty] | N |  | N
59474 | BQ Energy LLC | 61922 | Sunlight Beacon | NY | Dutchess | BEACO | OP | Solar Photovoltaic | PV | IPP Non-CHP | 2 | 2 | 2 | 2 | 7 | 2018 |  |  |  | Y | [6 empty] | 180 | 15 | 2.1 | Y | [5 empty] | Y | 2 | N
61528 | Cumberland Land Holdings, LLC | 61924 | Cumblerland Land Holdings, LLC | AL | Limestone | CUMB | OP | Solar Photovoltaic | PV | IPP Non-CHP | 2 | 14.7 | 14.7 | 14.7 | 12 | 2018 |  | Y | [8 empty] | 0 | 0 | 20 |  | Y |  |  |  |  | N |  | N
61060 | Cypress Creek Renewables | 61928 | Saint Albans Solar | VT | Franklin | GEN1 | OP | Solar Photovoltaic | PV | IPP Non-CHP | 2 | 4.9 | 4.9 | 4.9 | 10 | 2018 |  |  |  | Y | [6 empty] | 180 | 20 | 6.9 |  |  |  | Y |  |  | N |  | N
61533 | Techren Solar II LLC | 61930 | Techren Solar II LLC | NV | Clark | TECH2 | OP | Solar Photovoltaic | PV | IPP Non-CHP | 2 | 200 | 200 | 200 | 10 | 2019 |  | Y | [8 empty] | 180 |  | 251.3 | Y | [5 empty] | N |  | N
61534 | Techren Solar III LLC | 61931 | Techren Solar III LLC | NV | Clark | TECH3 | OP | Solar Photovoltaic | PV | IPP Non-CHP | 2 | 25 | 25 | 25 | 10 | 2020 |  | Y |  | N | [6 empty] | 180 |  | 32.7 | Y | [5 empty] | N |  | N
61535 | Techren Solar IV LLC | 61932 | Techren Solar IV LLC | NV | Clark | TECH4 | OP | Solar Photovoltaic | PV | IPP Non-CHP | 2 | 25 | 25 | 25 | 10 | 2020 |  | Y | [8 empty] | 180 |  | 32.7 | Y | [5 empty] | N |  | N
64778 | Strata Manager, LLC | 61933 | Adams Nielson Solar | WA | Adams | ADAMS | OP | Solar Photovoltaic | PV | IPP Non-CHP | 2 | 19.2 | 19.2 | 19.2 | 11 | 2018 |  |  | Y | [9 empty] | 28 |  |  | N | Y |  | N | N |  | N
61538 | Ecogy Delaware II LLC. | 61934 | WHA Southbridge Solar Park CSG | DE | New Castle | 2 | OP | Solar Photovoltaic | PV | IPP Non-CHP | 2 | 1.4 | 1.4 | 1.4 | 6 | 2018 |  |  |  | Y | [6 empty] | 180 | 20 | 1.7 | Y | [5 empty] | N |  | Y | 1.7
61541 | 1634 Solar, LLC | 61935 | 1634 Solar | SC | Darlington | 3 | OP | Solar Photovoltaic | PV | IPP Non-CHP | 2 | 2 | 2 | 2 | 2 | 2021 |  |  |  | Y | [6 empty] | 180 | 60 | 2.8 | Y | [5 empty] | N |  | N
61542 | Abbot Solar, LLC | 61936 | Abbot Solar | SC | Clarendon | 2 | OP | Solar Photovoltaic | PV | IPP Non-CHP | 2 | 2 | 2 | 2 | 12 | 2018 |  |  |  | Y | [6 empty] | 180 | 25 | 2.8 | Y |  |  |  |  | N | N |  | N
61543 | ACE Solar, LLC | 61937 | Ace Solar | SC | Anderson | 18 | OP | Solar Photovoltaic | PV | IPP Non-CHP | 2 | 1 | 1 | 1 | 3 | 2020 |  | Y | [8 empty] | 0 | 52 | 1.3 | Y | [5 empty] | N |  | N
61544 | Bani Solar, LLC | 61938 | Bani Solar | SC | Florence | 4 | OP | Solar Photovoltaic | PV | IPP Non-CHP | 2 | 2 | 2 | 2 | 2 | 2021 |  |  |  | Y | [6 empty] | 180 | 60 | 2.8 | Y | [5 empty] | N |  | N
61545 | Blacktip Solar, LLC | 61939 | Blacktip Solar | SC | Florence | 5 | OP | Solar Photovoltaic | PV | IPP Non-CHP | 2 | 2 | 2 | 2 | 12 | 2018 |  | Y | [8 empty] | 180 | 52 | 2.5 | Y | [5 empty] | N |  | N
61546 | Bloom Solar, LLC | 61940 | Bloom Solar | SC | Clarendon | 6 | OP | Solar Photovoltaic | PV | IPP Non-CHP | 2 | 2 | 2 | 2 | 2 | 2019 |  | Y | [8 empty] | 180 | 55 | 2.5 | Y | [5 empty] | N |  | N
61547 | Bond Solar, LLC | 61941 | Bond Solar | SC | Clarendon | 7 | OP | Solar Photovoltaic | PV | IPP Non-CHP | 2 | 2 | 2 | 2 | 12 | 2018 |  | Y | [8 empty] | 180 | 52 | 2.5 | Y | [5 empty] | N |  | N
61548 | Gary Solar, LLC | 61942 | Gary Solar | SC | Lee | 8 | OP | Solar Photovoltaic | PV | IPP Non-CHP | 2 | 2 | 2 | 2 | 12 | 2018 |  | Y | [8 empty] | 180 | 52 | 2.5 | Y | [5 empty] | N |  | N
61549 | Goldenrod Solar, LLC | 61943 | Goldenrod Solar | SC | Florence | 9 | OP | Solar Photovoltaic | PV | IPP Non-CHP | 2 | 2 | 2 | 2 | 3 | 2019 |  | Y |  |  |  |  | N |  |  |  | 180 | 52 | 2.5 | Y | [5 empty] | N |  | N
61550 | Jessamine Solar, LLC | 61944 | Jessamine Solar | SC | Marion | 10 | OP | Solar Photovoltaic | PV | IPP Non-CHP | 2 | 1.9 | 1.9 | 1.9 | 4 | 2019 |  | Y | [8 empty] | 180 | 52 | 2.4 | Y | [5 empty] | N |  | N
61552 | Pelzer Solar I, LLC | 61945 | Pelzer Solar I | SC | Anderson | 19 | OP | Solar Photovoltaic | PV | IPP Non-CHP | 2 | 1 | 1 | 1 | 1 | 2019 |  | Y | [8 empty] | 0 | 52 | 1.2 | Y | [5 empty] | N |  | N
61553 | Redwing Solar, LLC | 61946 | Redwing Solar | SC | Darlington | 11 | OP | Solar Photovoltaic | PV | Industrial Non-CHP | 6 | 2 | 2 | 2 | 2 | 2019 |  | Y | [8 empty] | 0 | 52 | 2.5 | Y | [5 empty] | N |  | N
61554 | River Solar, LLC | 61947 | River Solar | SC | Lee | 12 | OP | Solar Photovoltaic | PV | IPP Non-CHP | 2 | 2 | 2 | 2 | 12 | 2018 |  | Y | [8 empty] | 180 | 52 | 2.4 | Y | [5 empty] | N |  | N
61555 | Sapphire Solar, LLC | 61948 | Sapphire Solar | SC | Florence | 17 | OP | Solar Photovoltaic | PV | IPP Non-CHP | 2 | 2 | 2 | 2 | 12 | 2018 |  | Y | [8 empty] | 180 | 55 | 2.4 | Y | [5 empty] | N |  | N
61556 | South Solar, LLC | 61949 | South Solar | SC | Florence | 13 | OP | Solar Photovoltaic | PV | IPP Non-CHP | 2 | 2 | 2 | 2 | 12 | 2018 |  | Y | [8 empty] | 180 | 52 | 2.5 | Y | [5 empty] | N |  | N
61557 | Vincent Solar, LLC | 61950 | Vincent Solar | SC | Lee | 14 | OP | Solar Photovoltaic | PV | IPP Non-CHP | 2 | 2 | 2 | 2 | 2 | 2019 |  | Y | [8 empty] | 180 | 55 | 2.4 | Y | [5 empty] | N |  | N
61558 | Watauga Solar, LLC | 61951 | Watauga Solar | SC | Darlington | 15 | OP | Solar Photovoltaic | PV | IPP Non-CHP | 2 | 2 | 2 | 2 | 3 | 2019 |  | Y | [8 empty] | 180 | 52 | 2.5 | Y | [5 empty] | N |  | N
61559 | Whitt Solar, LLC | 61952 | Whitt Solar | SC | Anderson | 20 | OP | Solar Photovoltaic | PV | IPP Non-CHP | 2 | 2 | 2 | 2 | 1 | 2019 |  | Y | [8 empty] | 0 | 52 | 2.5 | Y | [5 empty] | N |  | N
61560 | Willis Solar, LLC | 61953 | Willis Solar | SC | Florence | 16 | OP | Solar Photovoltaic | PV | IPP Non-CHP | 2 | 2 | 2 | 2 | 12 | 2018 |  | Y | [8 empty] | 180 | 52 | 2.5 | Y | [5 empty] | N |  | N
61406 | Delta Solar Power I, LLC | 61954 | Delta Solar Power I | MI | Eaton | DSPI | OP | Solar Photovoltaic | PV | IPP Non-CHP | 2 | 8.1 | 7.7 | 7.3 | 6 | 2018 |  | Y | [8 empty] | 90 | 60 | 9.9 | Y | [5 empty] | N |  | N
61407 | Delta Solar Power II, LLC | 61955 | Delta Solar Power II | MI | Eaton | DSPII | OP | Solar Photovoltaic | PV | IPP Non-CHP | 2 | 15.9 | 15.2 | 14.4 | 7 | 2018 |  | Y | [8 empty] | 90 | 60 | 19.4 | Y | [5 empty] | N |  | N
60146 | Ameresco Federal Solutions | 61956 | MCRD Parris Island PV Hybrid | SC | Beaufort | CARPT | OP | Solar Photovoltaic | PV | IPP Non-CHP | 2 | 1.6 | 1.6 | 1.6 | 10 | 2018 |  |  |  | Y | [6 empty] | 180 | 7 | 1.7 | Y | [5 empty] | N |  | N
60146 | Ameresco Federal Solutions | 61956 | MCRD Parris Island PV Hybrid | SC | Beaufort | GRDMT | OP | Solar Photovoltaic | PV | IPP Non-CHP | 2 | 4.4 | 4.4 | 4.4 | 9 | 2018 |  |  |  | Y | [6 empty] | 180 | 25 | 5.1 | Y | [5 empty] | N |  | N
61012 | AES Distributed Energy | 61958 | Broadalbin-Perth Solar | NY | Montgomery | BAP1 | OP | Solar Photovoltaic | PV | IPP Non-CHP | 2 | 1.5 | 1.5 | 1.5 | 9 | 2018 |  |  |  | Y | [6 empty] | 180 | 30 | 1.9 | Y | [5 empty] | N |  | Y | 1.9
61540 | Coolidge Solar I, LLC | 61959 | Coolidge Solar 1, LLC | VT | Windsor | COLS | OP | Solar Photovoltaic | PV | IPP Non-CHP | 2 | 19.6 | 19.6 | 19.6 | 12 | 2018 |  |  |  | Y | [6 empty] | 180 | 16 | 27 | Y | [5 empty] | N |  | N
61060 | Cypress Creek Renewables | 61960 | Atood II | SC | Spartanburg | GEN1 | OP | Solar Photovoltaic | PV | IPP Non-CHP | 2 | 2 | 2 | 2 | 12 | 2018 |  |  |  | Y | [6 empty] | 180 | 20 | 2.9 |  |  |  | Y |  |  | N |  | N
61060 | Cypress Creek Renewables | 61961 | Gaston II | SC | Lexington | GEN1 | OP | Solar Photovoltaic | PV | IPP Non-CHP | 2 | 7.5 | 7.5 | 7.5 | 12 | 2018 |  |  |  | Y | [6 empty] | 180 | 20 | 10.4 |  |  |  | Y |  |  | N |  | N
65411 | Duke Energy Renewables Services | 61962 | Holstein 1 Solar Farm | TX | Nolan | HSF01 | OP | Solar Photovoltaic | PV | IPP Non-CHP | 2 | 200 | 200 | 200 | 6 | 2020 |  | Y | [8 empty] | 180 |  | 280 | Y | [5 empty] | N |  | N
56990 | NJR Clean Energy Ventures Corporation | 61965 | Quakertown Solar Farm, LLC | NJ | Hunterdon | QKRTN | OP | Solar Photovoltaic | PV | IPP Non-CHP | 2 | 8.8 | 8.8 | 8.8 | 10 | 2018 |  |  |  | Y | [6 empty] | 180 | 20 | 10 | Y | [5 empty] | N |  | N
61568 | Chisago Holdco LLC | 61968 | Chisago Holdco LLC, CSG | MN | Chisago | CHIS | OP | Solar Photovoltaic | PV | IPP Non-CHP | 2 | 3 | 3 | 3 | 5 | 2019 |  |  |  | Y | [6 empty] | 180 | 0 | 3.9 | Y | [5 empty] | N |  | N
60281 | Altus Power America Management, LLC | 61971 | Corcoran CSG | MN | Hennepin | 201 | OP | Solar Photovoltaic | PV | IPP Non-CHP | 2 | 1 | 1 | 1 | 1 | 2019 |  |  |  | Y | [6 empty] | 180 | 25 | 1.4 | Y | [5 empty] | N |  | N
60281 | Altus Power America Management, LLC | 61971 | Corcoran CSG | MN | Hennepin | 202 | OP | Solar Photovoltaic | PV | IPP Non-CHP | 2 | 1 | 1 | 1 | 1 | 2019 |  |  |  | Y | [6 empty] | 180 | 25 | 1.4 | Y | [5 empty] | N |  | N
60281 | Altus Power America Management, LLC | 61971 | Corcoran CSG | MN | Hennepin | 203 | OP | Solar Photovoltaic | PV | IPP Non-CHP | 2 | 1 | 1 | 1 | 1 | 2019 |  |  |  | Y | [6 empty] | 180 | 25 | 1.4 | Y | [5 empty] | N |  | N
60281 | Altus Power America Management, LLC | 61971 | Corcoran CSG | MN | Hennepin | 204 | OP | Solar Photovoltaic | PV | IPP Non-CHP | 2 | 1 | 1 | 1 | 1 | 2019 |  |  |  | Y | [6 empty] | 180 | 25 | 1.4 | Y | [5 empty] | N |  | N
60281 | Altus Power America Management, LLC | 61971 | Corcoran CSG | MN | Hennepin | 205 | OP | Solar Photovoltaic | PV | IPP Non-CHP | 2 | 1 | 1 | 1 | 1 | 2019 |  |  |  | Y | [6 empty] | 180 | 25 | 1.4 | Y | [5 empty] | N |  | N
61567 | DP-C2 Episode 1 LLC | 61972 | Richardson Solar | SC | Barnwell | C2BV | OP | Solar Photovoltaic | PV | IPP Non-CHP | 2 | 3.6 | 3.6 | 3.6 | 7 | 2019 |  | Y | [8 empty] | 180 |  | 5.4 | Y | [5 empty] | N |  | N
61567 | DP-C2 Episode 1 LLC | 61973 | Blackville Solar II | SC | Barnwell | C2BV | OP | Solar Photovoltaic | PV | IPP Non-CHP | 2 | 20 | 20 | 20 | 5 | 2019 |  | Y | [8 empty] | 180 |  | 28 | Y | [5 empty] | N |  | N
61567 | DP-C2 Episode 1 LLC | 61974 | Diamond Solar | SC | Lexington | C2BV | OP | Solar Photovoltaic | PV | IPP Non-CHP | 2 | 8.2 | 8.2 | 8.2 | 6 | 2019 |  | Y | [8 empty] | 180 |  | 10.9 | Y | [5 empty] | N |  | N
61567 | DP-C2 Episode 1 LLC | 61975 | Edison Solar | SC | Barnwell | C2BV | OP | Solar Photovoltaic | PV | IPP Non-CHP | 2 | 4.8 | 4.8 | 4.8 | 6 | 2019 |  | Y | [8 empty] | 180 |  | 6.8 | Y | [5 empty] | N |  | N
61566 | Peony Solar, LLC | 61976 | Peony Solar | SC | Orangeburg | PGRG1 | OP | Solar Photovoltaic | PV | IPP Non-CHP | 2 | 39 | 39 | 39 | 12 | 2018 |  | Y | [8 empty] | 180 | 52 | 57.2 | Y | [5 empty] | N |  | N
63249 | Terraform Arcadia | 61977 | Cornillie | MN | Chisago | SO334 | OP | Solar Photovoltaic | PV | IPP Non-CHP | 2 | 1 | 1 | 1 | 8 | 2018 |  |  |  | Y | [6 empty] | 179 | 30 | 1.4 | Y | [5 empty] | N |  | N
61060 | Cypress Creek Renewables | 61978 | Pinesage | NC | Moore | GEN1 | OP | Solar Photovoltaic | PV | IPP Non-CHP | 2 | 5 | 5 | 5 | 12 | 2018 |  |  |  | Y | [6 empty] | 180 | 20 | 6.1 |  |  |  | Y |  |  | N |  | N
61573 | Prinsburg CSG I, LLC | 61979 | Syncarpha Prinsburg CSG (Ledeboer) | MN | Kandiyohi | SYPRN | OP | Solar Photovoltaic | PV | IPP Non-CHP | 2 | 1 | 1 | 1 | 12 | 2018 |  |  |  | Y | [6 empty] | 180 | 30 | 1.4 | Y | [5 empty] | X |  | Y | 1.4
61571 | Clara City CSG I, LLC | 61980 | Syncarpha Clara City CSG I (Stamer) | MN | Chippewa | SCSG1 | OP | Solar Photovoltaic | PV | IPP Non-CHP | 2 | 1 | 1 | 1 | 12 | 2018 |  |  |  | Y | [6 empty] | 180 | 30 | 1.4 | Y | [5 empty] | X |  | Y | 1.4
6455 | Duke Energy Florida, LLC | 61982 | Columbia Solar Power Plant | FL | Columbia | PV1 | OP | Solar Photovoltaic | PV | Electric Utility | 1 | 74.9 | 74.9 | 74.9 | 3 | 2020 |  | Y | [8 empty] | 180 | 0 | 105.6 |  | Y |  |  |  |  | N |  | N
61187 | DG Minnesota CSG, LLC | 61983 | Cottage Grove Project CSG | MN | Washington | COTG | OP | Solar Photovoltaic | PV | IPP Non-CHP | 2 | 4.9 | 4.9 | 4.9 | 10 | 2018 |  |  |  | Y | [6 empty] | 180 | 25 | 6.4 | Y | [5 empty] | N |  | N
5248 | Dominion Energy Inc. | 61985 | Colonial Trail West | VA | Surry | CTWS | OP | Solar Photovoltaic | PV | Electric Utility | 1 | 142.4 | 142.4 | 142.4 | 12 | 2019 |  | Y | [8 empty] | 0 |  | 210.9 | Y | [5 empty] | N |  | N
5248 | Dominion Energy Inc. | 61986 | Spring Grove I | VA | Surry | SGIS | OP | Solar Photovoltaic | PV | Electric Utility | 1 | 97.9 | 97.9 | 97.9 | 11 | 2020 |  | Y | [8 empty] | 90 |  | 135.5 | Y | [5 empty] | N |  | N
19547 | Hawaiian Electric Co Inc | 61987 | West Loch Solar One | HI | Honolulu | WLS1 | OP | Solar Photovoltaic | PV | Electric Utility | 1 | 20 | 20 | 20 | 11 | 2019 | N |  |  | Y | [6 empty] | 180 | 15 | 28 | Y | [5 empty] | N |  | N
61579 | FL Solar 5, LLC | 61988 | Citrus Ridge Solar | FL | Orange | FL501 | OP | Solar Photovoltaic | PV | IPP Non-CHP | 2 | 52 | 52 | 52 | 12 | 2018 |  | Y | [8 empty] | 180 | 0 | 62.8 |  | Y |  |  |  |  | N |  | N
64702 | Seaboard Energy California, LLC | 61989 | Pacific Ethanol Madera Solar Array | CA | Madera | PV | OP | Solar Photovoltaic | PV | IPP Non-CHP | 2 | 4.3 | 3.9 | 2.4 | 8 | 2018 |  | Y |  | N |  | N |  |  |  |  | 180 | 52 | 5 | Y | [5 empty] | N |  | N
61576 | Ameren Illinois | 61990 | TAC-Distributed Energy Resource Hybrid | IL | Champaign | SOLAR | OP | Solar Photovoltaic | PV | Electric Utility | 1 | 0.1 | 0.1 | 0.1 | 3 | 2017 |  |  |  | Y | [6 empty] | 180 | 25 | 0.2 | Y | [5 empty] | N |  | N
63810 | Pioneer Solar (CO), LLC | 61991 | Pioneer Solar (CO), LLC | CO | Adams | PI-QF | OP | Solar Photovoltaic | PV | IPP Non-CHP | 2 | 80 | 80 | 80 | 6 | 2021 |  | Y | [8 empty] | 180 |  | 99.9 | Y |  |  |  |  | N | N |  | N
61872 | Gavilan District College Solar Project | 61993 | Gavilan Community College Solar Project | CA | Santa Clara | GDCPV | OP | Solar Photovoltaic | PV | Commercial Non-CHP | 4 | 1.4 | 1.2 | 0.4 | 12 | 2018 |  |  |  | Y | [6 empty] | 240 | 10 | 1.4 | Y | [5 empty] | Y | 1.4 | N
61944 | MN8 Energy LLC | 61995 | UC Merced Solar Hybrid | CA | Merced | UCMPV | OP | Solar Photovoltaic | PV | IPP Non-CHP | 2 | 4.5 | 4.3 | 1.8 | 12 | 2018 |  |  |  | Y | [6 empty] | 48 | 10 | 5.4 | Y | [5 empty] | Y | 4.3 | N
61586 | Rankin Solar Center, LLC | 61996 | Rankin Solar Center, LLC | SC | Florence | RANKI | OP | Solar Photovoltaic | PV | IPP Non-CHP | 2 | 10 | 10 | 10 | 12 | 2019 |  | Y | [8 empty] | 180 | 60 | 13.4 | Y | [5 empty] | N |  | N
65173 | United States Solar Corporation | 61997 | USS Big Lake 1 Solar CSG | MN | Sherburne | USSBL | OP | Solar Photovoltaic | PV | IPP Non-CHP | 2 | 1 | 1 | 1 | 12 | 2018 |  | Y | [8 empty] | 0 | 0 | 1.4 | Y | [5 empty] | N |  | Y | 1
65173 | United States Solar Corporation | 61998 | USS Good Solar CSG | MN | Chisago | USSGO | OP | Solar Photovoltaic | PV | IPP Non-CHP | 2 | 1 | 1 | 1 | 12 | 2018 |  | Y | [8 empty] | 0 | 0 | 1.4 | Y | [5 empty] | N |  | Y | 1
65173 | United States Solar Corporation | 61999 | USS Kasch Solar CSG | MN | Benton | USSKA | OP | Solar Photovoltaic | PV | IPP Non-CHP | 2 | 1 | 1 | 1 | 10 | 2018 |  | Y | [8 empty] | 0 | 0 | 1.4 | Y | [5 empty] | N |  | Y | 1
65173 | United States Solar Corporation | 62000 | USS Rockpoint Solar CSG | MN | Chisago | USSRP | OP | Solar Photovoltaic | PV | IPP Non-CHP | 2 | 1 | 1 | 1 | 12 | 2018 |  | Y | [8 empty] | 0 | 0 | 1.4 | Y | [5 empty] | N |  | Y | 1
61012 | AES Distributed Energy | 62004 | San Pablo Raceway | CA | Los Angeles | SPRWY | OP | Solar Photovoltaic | PV | IPP Non-CHP | 2 | 100 | 100 | 100 | 8 | 2019 |  | Y |  | N | [6 empty] | 0 | 0 | 132 | Y | [5 empty] | N |  | N
62719 | Green Street Power Partners | 62010 | Gibbon Solar | MN | Sibley | PGRK1 | OP | Solar Photovoltaic | PV | IPP Non-CHP | 2 | 3.3 | 3.3 | 3.3 | 6 | 2019 |  |  |  | Y | [6 empty] | 180 | 30 | 4.5 | Y | [5 empty] | N |  | N
61012 | AES Distributed Energy | 62011 | Richmond Spider Solar | VA | Spotsylvania | RMDSS | OP | Solar Photovoltaic | PV | IPP Non-CHP | 2 | 20 | 20 | 20 | 12 | 2020 |  | Y | [8 empty] | 180 |  | 24.2 | Y | [5 empty] | N |  | N
61012 | AES Distributed Energy | 62012 | Pleinmont Solar 1 | VA | Spotsylvania | PLNM1 | OP | Solar Photovoltaic | PV | IPP Non-CHP | 2 | 75 | 75 | 75 | 10 | 2020 |  | Y | [8 empty] | 180 |  | 99.6 | Y | [5 empty] | N |  | N
61012 | AES Distributed Energy | 62013 | Pleinmont Solar 2 | VA | Spotsylvania | PLNM2 | OP | Solar Photovoltaic | PV | IPP Non-CHP | 2 | 240 | 240 | 240 | 8 | 2021 |  | Y | [8 empty] | 0 | 0 | 294 | Y | [5 empty] | N |  | N
61012 | AES Distributed Energy | 62014 | Highlander Solar Energy Station 1 | VA | Spotsylvania | HLND1 | OP | Solar Photovoltaic | PV | IPP Non-CHP | 2 | 165 | 165 | 165 | 12 | 2020 |  | Y | [8 empty] | 180 |  | 200.1 | Y | [5 empty] | N |  | N
61589 | RE Mustang Two LLC | 62015 | Mustang Two | CA | Kings | M2BAR | OP | Solar Photovoltaic | PV | IPP Non-CHP | 2 | 50 | 50 | 50 | 11 | 2020 |  | Y | [8 empty] | 180 |  | 71.8 | Y | [5 empty] | N |  | N
61589 | RE Mustang Two LLC | 62015 | Mustang Two | CA | Kings | M2WHI | OP | Solar Photovoltaic | PV | IPP Non-CHP | 2 | 100 | 100 | 100 | 11 | 2020 |  | Y | [8 empty] | 180 |  | 139.2 | Y | [5 empty] | N |  | N
61944 | MN8 Energy LLC | 62016 | UC Riverside Lots 30 & 32 | CA | Riverside | UCRIV | OP | Solar Photovoltaic | PV | IPP Non-CHP | 2 | 4 | 3.5 | 2 | 12 | 2017 |  |  |  | Y | [6 empty] | 180 | 10 | 4.3 | Y | [5 empty] | N |  | N
61012 | AES Distributed Energy | 62017 | Riverhead Solar Farm | NY | Suffolk | RIV1 | OP | Solar Photovoltaic | PV | IPP Non-CHP | 2 | 20 | 20 | 20 | 7 | 2019 |  | Y |  | N | [6 empty] | 180 | 52 | 22.9 | Y | [5 empty] | N |  | N
61603 | Page Solar Farm, LLC | 62018 | Page Solar | NC | Johnston | PGRI1 | OP | Solar Photovoltaic | PV | IPP Non-CHP | 2 | 1.6 | 1.6 | 1.6 | 12 | 2018 |  |  |  | Y | [6 empty] | 180 | 15 | 1.8 | Y | [5 empty] | N |  | N
61944 | MN8 Energy LLC | 62020 | Stanford Campus Solar | CA | Santa Clara | STANF | OP | Solar Photovoltaic | PV | IPP Non-CHP | 2 | 3.4 | 3.3 | 1.6 | 3 | 2017 |  |  |  | Y | [6 empty] | 215 | 5 | 4.5 | Y | [5 empty] | N |  | N
58135 | Ecos Energy LLC | 62021 | Franklin Solar | CT | New London | FRANK | OP | Solar Photovoltaic | PV | IPP Non-CHP | 2 | 1 | 1 | 1 | 3 | 2018 |  |  |  | Y | [6 empty] | 180 | 30 | 1.2 | Y | [5 empty] | N |  | Y | 1.2
58135 | Ecos Energy LLC | 62023 | Wilson Solar | CT | New London | WILSN | OP | Solar Photovoltaic | PV | IPP Non-CHP | 2 | 1 | 1 | 1 | 3 | 2018 |  |  |  | Y | [6 empty] | 180 | 30 | 1.2 | Y | [5 empty] | N |  | Y | 1.2
58135 | Ecos Energy LLC | 62024 | Jefferson Solar | CT | New London | JEFRS | OP | Solar Photovoltaic | PV | IPP Non-CHP | 2 | 1 | 1 | 1 | 1 | 2018 |  |  |  | Y | [6 empty] | 180 | 30 | 1.2 | Y | [5 empty] | N |  | Y | 1.2
58135 | Ecos Energy LLC | 62025 | Hamilton Solar | CT | New London | HAMLT | OP | Solar Photovoltaic | PV | IPP Non-CHP | 2 | 1 | 1 | 1 | 3 | 2018 |  |  |  | Y | [6 empty] | 180 | 30 | 1.2 | Y | [5 empty] | N |  | Y | 1.2
58135 | Ecos Energy LLC | 62026 | Adams Solar | CT | New London | ADAMS | OP | Solar Photovoltaic | PV | IPP Non-CHP | 2 | 1 | 1 | 1 | 3 | 2018 |  |  |  | Y | [6 empty] | 180 | 30 | 1.2 | Y | [5 empty] | N |  | Y | 1.2
61597 | Caldwell Wastewater Treatment Plant | 62027 | Caldwell Wastewater Treatment Plant Hybrid | NJ | Essex | PV1 | OP | Solar Photovoltaic | PV | IPP Non-CHP | 2 | 0.7 | 0.7 | 0.7 | 12 | 2016 |  |  |  | Y | [6 empty] | 220 | 15 | 0.9 | Y | [5 empty] | N |  | N
61944 | MN8 Energy LLC | 62028 | CSU Long Beach Lots 7 & 14 | CA | Los Angeles | CSULB | OP | Solar Photovoltaic | PV | IPP Non-CHP | 2 | 4.5 | 3.3 | 1.8 | 12 | 2017 |  |  |  | Y | [6 empty] | 180 | 10 | 4.8 | Y | [5 empty] | N |  | N
61599 | Enfield Community Solar | 62029 | Enfield Community Solar | NY | Tompkins | 5515 | OP | Solar Photovoltaic | PV | IPP Non-CHP | 2 | 1.8 | 1.8 | 1.8 | 12 | 2017 |  |  |  | Y | [6 empty] | 180 | 25 | 2.3 | Y | [5 empty] | N |  | Y | 1.8
61227 | Nautilus Solar Solutions | 62030 | Nautilus Lindstrom Solar (CSG) | MN | Chisago | LI | OP | Solar Photovoltaic | PV | IPP Non-CHP | 2 | 2 | 2 | 2 | 3 | 2019 |  |  |  | Y | [6 empty] | 180 | 30 | 2.8 | Y | [5 empty] | N |  | N
61227 | Nautilus Solar Solutions | 62031 | Nautilus Saint Cloud Solar (CSG) | MN | Sherburne | SC | OP | Solar Photovoltaic | PV | IPP Non-CHP | 2 | 5 | 5 | 5 | 4 | 2019 |  |  |  | Y | [6 empty] | 180 | 30 | 6.8 | Y | [5 empty] | N |  | N
61227 | Nautilus Solar Solutions | 62032 | Nautilus Winsted Solar (CSG) | MN | McLeod | WS | OP | Solar Photovoltaic | PV | IPP Non-CHP | 2 | 3 | 3 | 3 | 4 | 2019 |  |  |  | Y | [6 empty] | 180 | 30 | 4.2 | Y | [5 empty] | N |  | N
61610 | Delaware River Solar, LLC | 62034 | Baer Road CSG | NY | Sullivan | 7 | OP | Solar Photovoltaic | PV | IPP Non-CHP | 2 | 2 | 2 | 2 | 1 | 2018 |  |  |  | Y | [6 empty] | 180 | 20 | 2.7 | Y | [5 empty] | N |  | Y | 2.7
61613 | Sartell Holdco LLC | 62036 | Sartell Holdco CSG | MN | Stearns | SARTE | OP | Solar Photovoltaic | PV | IPP Non-CHP | 2 | 5 | 5 | 5 | 5 | 2019 |  |  |  | Y | [6 empty] | 180 | 30 | 7.5 | Y | [5 empty] | N |  | N
61614 | Rollingstone Holdco LLC | 62037 | Rollingstone Holdco CSG | MN | Winona | ROLLI | OP | Solar Photovoltaic | PV | IPP Non-CHP | 2 | 4.8 | 4.8 | 4.8 | 8 | 2019 |  |  |  | Y | [6 empty] | 180 | 25 | 7 | Y | [5 empty] | N |  | N
61987 | Sonoma County Junior College District | 62039 | Santa Rosa Junior College Petaluma Solar | CA | Sonoma | SRJCP | OP | Solar Photovoltaic | PV | IPP Non-CHP | 2 | 1.2 | 1.1 | 0.6 | 7 | 2018 |  |  |  | Y | [6 empty] | 262 | 10 | 1.3 | Y | [5 empty] | Y | 1.3 | N
60970 | SunShare Management | 62040 | Becker Solar CSG | MN | Wright | BCKR1 | OP | Solar Photovoltaic | PV | IPP Non-CHP | 2 | 1 | 1 | 1 | 3 | 2019 |  |  |  | Y | [6 empty] | 180 | 30 | 1.4 | Y | [5 empty] | N |  | Y | 1.4
61620 | IOS II LLC | 62041 | Cuyahoga County Landfill | OH | Cuyahoga | CCBO1 | OP | Solar Photovoltaic | PV | IPP Non-CHP | 2 | 3.7 | 3.7 | 2.9 | 9 | 2018 |  |  |  | Y | [6 empty] | 180 | 25 | 4 |  | Y |  |  |  |  | N |  | N
65173 | United States Solar Corporation | 62042 | USS Solar Rapids CSG | MN | Benton | USSSR | OP | Solar Photovoltaic | PV | IPP Non-CHP | 2 | 1 | 1 | 1 | 1 | 2019 | N | Y | [8 empty] | 180 |  | 1.4 | Y | [5 empty] | N |  | Y | 1
61620 | IOS II LLC | 62043 | First Baptist Church of Glenarden | MD | Prince Georges | FBCG1 | OP | Solar Photovoltaic | PV | IPP Non-CHP | 2 | 1.5 | 1.6 | 1.5 | 4 | 2018 |  |  |  | Y | [6 empty] | 180 | 25 | 2.1 | Y | [5 empty] | Y | 1.5 | N
65173 | United States Solar Corporation | 62044 | USS Solar Dawn CSG | MN | Chisago | USSSD | OP | Solar Photovoltaic | PV | IPP Non-CHP | 2 | 1 | 1 | 1 | 12 | 2018 |  | Y | [8 empty] | 0 | 0 | 1.4 | Y | [5 empty] | N |  | Y | 1
65173 | United States Solar Corporation | 62045 | USS Norelius Solar CSG | MN | Chisago | USSNO | OP | Solar Photovoltaic | PV | IPP Non-CHP | 2 | 1 | 1 | 1 | 1 | 2019 |  | Y | [8 empty] | 0 |  | 1.4 | Y | [5 empty] | N |  | Y | 1
65173 | United States Solar Corporation | 62046 | USS Nillie Corn Solar CSG | MN | Chisago | USSNC | OP | Solar Photovoltaic | PV | IPP Non-CHP | 2 | 1 | 1 | 1 | 12 | 2018 |  | Y | [8 empty] | 0 | 0 | 1.4 | Y | [5 empty] | N |  | Y | 1
65173 | United States Solar Corporation | 62047 | USS JJ Solar CSG | MN | Benton | USSJJ | OP | Solar Photovoltaic | PV | IPP Non-CHP | 2 | 1 | 1 | 1 | 1 | 2019 |  | Y | [8 empty] | 0 | 0 | 1.4 | Y | [5 empty] | N |  | Y | 1
65173 | United States Solar Corporation | 62048 | USS Dubhe Solar CSG | MN | Chisago | USSDB | OP | Solar Photovoltaic | PV | IPP Non-CHP | 2 | 1 | 1 | 1 | 12 | 2018 |  | Y | [8 empty] | 0 | 0 | 1.4 | Y | [5 empty] | N |  | Y | 1.4
65173 | United States Solar Corporation | 62049 | USS Brockway Solar CSG | MN | Stearns | USSBR | OP | Solar Photovoltaic | PV | IPP Non-CHP | 2 | 1 | 1 | 1 | 1 | 2019 |  | Y | [8 empty] | 0 | 0 | 1.4 | Y | [5 empty] | N |  | Y | 1
58871 | Citizens Enterprises Corporation | 62052 | Citizens Imperial Solar | CA | Imperial | CIS1 | OP | Solar Photovoltaic | PV | IPP Non-CHP | 2 | 30 | 30 | 30 | 8 | 2019 |  | Y | [8 empty] | 180 |  | 39 | Y | [5 empty] | N |  | N
61616 | Solar Provider Group MN I LLC | 62053 | Syncarpha Dodge 1 CSG | MN | Dodge | SPGD1 | OP | Solar Photovoltaic | PV | IPP Non-CHP | 2 | 1 | 1 | 1 | 5 | 2019 |  | Y |  | N | [6 empty] | 180 |  | 1.3 | Y | [5 empty] | X |  | Y | 1.3
61617 | Alpha Value Solar, LLC | 62054 | Alpha Value Solar | NC | Perquimans | AVS01 | OP | Solar Photovoltaic | PV | IPP Non-CHP | 2 | 5 | 5 | 5 | 12 | 2019 |  | Y | [8 empty] | 180 | 60 | 6.9 |  | Y |  |  |  |  | N |  | N
54913 | NSTAR Electric Company | 62055 | Wareham Solar PV | MA | Plymouth | LG395 | OP | Solar Photovoltaic | PV | Electric Utility | 1 | 3.3 | 3.3 | 3.3 | 12 | 2018 |  |  |  | Y | [6 empty] | 180 | 10 | 4.8 | Y | [5 empty] | N |  | N
65305 | Clean Focus Yield, LLC | 62056 | Lancaster | CA | Los Angeles | LANC | OP | Solar Photovoltaic | PV | IPP Non-CHP | 2 | 3 | 3 | 3 | 11 | 2018 |  | Y | [8 empty] | 0 |  | 4 | Y | [5 empty] | N |  | N
61635 | SR Hazlehurst III, LLC | 62057 | Hazlehurst III | GA | Jeff Davis | HZIII | OP | Solar Photovoltaic | PV | IPP Non-CHP | 2 | 40 | 40 | 40 | 12 | 2019 |  | Y | [8 empty] | 60 | 60 | 55.3 | Y | [5 empty] | N |  | N
61634 | SR Terrell, LLC | 62058 | SR Terrell | GA | Terrell | TERRL | OP | Solar Photovoltaic | PV | IPP Non-CHP | 2 | 74 | 74 | 74 | 9 | 2020 |  | Y | [8 empty] | 0 |  | 105.5 | N | Y |  |  |  |  | N |  | N
54913 | NSTAR Electric Company | 62059 | East Longmeadow Solar PV | MA | Hampden | LG400 | OP | Solar Photovoltaic | PV | Electric Utility | 1 | 5 | 5 | 5 | 10 | 2019 |  |  |  | Y | [6 empty] | 180 | 20 | 7 | Y | [5 empty] | N |  | N
60520 | SoCore Energy LLC | 62060 | Hampton MN GRE | MN | Dakota | PV1 | OP | Solar Photovoltaic | PV | IPP Non-CHP | 2 | 2 | 2 | 2 | 10 | 2018 |  | Y | [8 empty] | 180 | 55 | 2.5 | Y | [5 empty] | N |  | N
60520 | SoCore Energy LLC | 62061 | Anoka County MN CONX | MN | Anoka | PV1 | OP | Solar Photovoltaic | PV | IPP Non-CHP | 2 | 3.4 | 3.4 | 3.4 | 10 | 2018 |  |  |  | Y | [6 empty] | 180 | 25 | 4.6 | Y | [5 empty] | N |  | N
60520 | SoCore Energy LLC | 62062 | Athens MN CONX | MN | Isanti | PV1 | OP | Solar Photovoltaic | PV | IPP Non-CHP | 2 | 6.6 | 6.6 | 6.6 | 12 | 2018 |  |  |  | Y | [6 empty] | 180 | 25 | 8.8 | Y | [5 empty] | N |  | N
54913 | NSTAR Electric Company | 62063 | Greenfield Solar PV | MA | Franklin | LG400 | OP | Solar Photovoltaic | PV | Electric Utility | 1 | 2 | 2 | 2 | 1 | 2019 |  |  |  | Y | [6 empty] | 180 | 10 | 2.8 | Y | [5 empty] | N |  | N
54913 | NSTAR Electric Company | 62064 | Hinsdale Solar PV | MA | Berkshire | LG400 | OP | Solar Photovoltaic | PV | Electric Utility | 1 | 2 | 2 | 2 | 1 | 2019 |  |  |  | Y | [6 empty] | 180 | 10 | 2.7 | Y | [5 empty] | N |  | N
54913 | NSTAR Electric Company | 62065 | Savoy Solar PV | MA | Hampshire | LG400 | OP | Solar Photovoltaic | PV | Electric Utility | 1 | 2 | 2 | 2 | 2 | 2019 |  |  |  | Y | [6 empty] | 180 | 10 | 2.8 | Y | [5 empty] | N |  | N
54913 | NSTAR Electric Company | 62066 | Southampton Solar PV | MA | Hampshire | LG400 | OP | Solar Photovoltaic | PV | Electric Utility | 1 | 2 | 2 | 2 | 2 | 2019 |  |  |  | Y | [6 empty] | 180 | 10 | 2.8 | Y | [5 empty] | N |  | N
60025 | Greenbacker Renewable Energy Corporation | 62067 | Urtica Solar Project | WA | Kittitas | URTIC | OP | Solar Photovoltaic | PV | IPP Non-CHP | 2 | 5 | 5 | 5 | 11 | 2022 |  | Y | [8 empty] | 180 |  | 6.7 | Y | [5 empty] | N |  | N
60025 | Greenbacker Renewable Energy Corporation | 62069 | Penstemon Solar Project | WA | Kittitas | PENST | OP | Solar Photovoltaic | PV | IPP Non-CHP | 2 | 5 | 5 | 5 | 1 | 2022 |  | Y | [8 empty] | 180 | 60 | 6.7 | Y | [5 empty] | N |  | N
60025 | Greenbacker Renewable Energy Corporation | 62071 | Camas Solar Project | WA | Kittitas | CAMAS | OP | Solar Photovoltaic | PV | IPP Non-CHP | 2 | 5 | 5 | 5 | 6 | 2022 |  | Y | [8 empty] | 180 | 60 | 6.7 | Y | [5 empty] | N |  | N
54913 | NSTAR Electric Company | 62072 | Springfield Solar PV | MA | Hampden | LG395 | OP | Solar Photovoltaic | PV | Electric Utility | 1 | 4 | 4 | 4 | 1 | 2019 |  |  |  | Y | [6 empty] | 180 | 10 | 5.6 | Y | [5 empty] | N |  | N
54913 | NSTAR Electric Company | 62073 | Hampden Solar PV | MA | Hampden | LG390 | OP | Solar Photovoltaic | PV | Electric Utility | 1 | 3.5 | 3.5 | 3.5 | 11 | 2019 |  |  |  | Y | [6 empty] | 180 | 20 | 4.8 | Y | [5 empty] | N |  | N
60947 | Tesla Inc. | 62074 | Bd of Educ of Queen Anne's Cnty, Cnty HS | MD | Queen Annes | PV1 | OP | Solar Photovoltaic | PV | IPP Non-CHP | 2 | 1.7 | 1.7 | 1.7 | 7 | 2019 |  | Y | [8 empty] | 0 |  | 2.2 | Y | [5 empty] | Y | 1.7 | N
60947 | Tesla Inc. | 62075 | Pima Community College | AZ | Pima | PV1 | OP | Solar Photovoltaic | PV | IPP Non-CHP | 2 | 1.1 | 1.1 | 1.1 | 8 | 2019 |  |  |  | Y | [6 empty] | 180 | 25 | 1.4 | Y | [5 empty] | Y | 1.4 | N
60947 | Tesla Inc. | 62076 | Town of Branford | CT | New Haven | PV1 | OP | Solar Photovoltaic | PV | IPP Non-CHP | 2 | 1.1 | 1.1 | 1.1 | 6 | 2018 |  | Y | [8 empty] | 180 | 10 | 1.4 | Y | [5 empty] | Y | 1.4 | N
60947 | Tesla Inc. | 62077 | Blue Shld Of Cal- El Dorado Hlls Mtr B | CA | El Dorado | PV1 | OP | Solar Photovoltaic | PV | IPP Non-CHP | 2 | 1.5 | 2.1 | 2.1 | 7 | 2019 |  | Y | [8 empty] | 180 | 10 | 2.6 | Y | [5 empty] | Y | 1.1 | N
54913 | NSTAR Electric Company | 62082 | Southwick Solar PV | MA | Hampden | REC34 | OP | Solar Photovoltaic | PV | Electric Utility | 1 | 5 | 5 | 5 | 1 | 2019 |  |  |  | Y | [6 empty] | 180 | 20 | 6.6 | Y | [5 empty] | N |  | N
60970 | SunShare Management | 62084 | Becker Solar 2 CSG | MN | Wright | BCKR2 | OP | Solar Photovoltaic | PV | IPP Non-CHP | 2 | 1 | 1 | 1 | 3 | 2019 |  |  |  | Y | [6 empty] | 180 | 30 | 1.4 | Y | [5 empty] | N |  | Y | 1
60970 | SunShare Management | 62085 | Becker Solar 3 CSG | MN | Wright | BCKR3 | OP | Solar Photovoltaic | PV | IPP Non-CHP | 2 | 1 | 1 | 1 | 3 | 2019 |  |  |  | Y | [6 empty] | 180 | 30 | 1.4 | Y | [5 empty] | N |  | Y | 1
60970 | SunShare Management | 62086 | Becker Solar 4 CSG | MN | Wright | BCKR4 | OP | Solar Photovoltaic | PV | IPP Non-CHP | 2 | 1 | 1 | 1 | 3 | 2019 |  |  |  | Y | [6 empty] | 180 | 30 | 1.4 | Y | [5 empty] | N |  | Y | 1
60970 | SunShare Management | 62087 | Becker Solar 5 CSG | MN | Wright | BCKR5 | OP | Solar Photovoltaic | PV | IPP Non-CHP | 2 | 1 | 1 | 1 | 3 | 2019 |  |  |  | Y | [6 empty] | 180 | 30 | 1.4 | Y | [5 empty] | N |  | Y | 1
61187 | DG Minnesota CSG, LLC | 62088 | Schultz CSG | MN | Scott | SCHUL | OP | Solar Photovoltaic | PV | IPP Non-CHP | 2 | 1.8 | 1.8 | 1.8 | 11 | 2018 |  |  |  | Y | [6 empty] | 180 | 25 | 2.6 | Y | [5 empty] | N |  | N
61612 | Panda Solar NC 1, LLC | 62089 | Panda Solar NC 1, LLC | NC | Robeson | 20002 | OP | Solar Photovoltaic | PV | IPP Non-CHP | 2 | 1 | 1 | 1 | 4 | 2019 |  | Y | [8 empty] | 180 | 52 | 1.3 | Y | [5 empty] | N |  | N
54913 | NSTAR Electric Company | 62090 | Sunderland Solar PV | MA | Franklin | REC34 | OP | Solar Photovoltaic | PV | Electric Utility | 1 | 1.1 | 1.1 | 1.1 | 9 | 2018 |  |  |  | Y | [6 empty] | 180 | 20 | 1.4 | Y | [5 empty] | N |  | N
54913 | NSTAR Electric Company | 62091 | Hatfield Solar PV | MA | Hampshire | LG395 | OP | Solar Photovoltaic | PV | Electric Utility | 1 | 3.6 | 3.6 | 3.6 | 12 | 2018 |  |  |  | Y | [6 empty] | 180 | 20 | 4.8 | Y | [5 empty] | N |  | N
54913 | NSTAR Electric Company | 62092 | Montague Site 36-Grosolar | MA | Franklin | REC34 | OP | Solar Photovoltaic | PV | Electric Utility | 1 | 4.1 | 4.1 | 4.1 | 10 | 2018 |  |  |  | Y | [6 empty] | 225 | 35 | 5 | Y | [5 empty] | N |  | N
54913 | NSTAR Electric Company | 62093 | East Springfield Solar PV | MA | Hampden | REC34 | OP | Solar Photovoltaic | PV | Electric Utility | 1 | 1.4 | 1.4 | 1.4 | 10 | 2018 |  |  |  | Y | [6 empty] | 180 | 20 | 1.9 | Y | [5 empty] | N |  | N
61640 | Quarter Horse Farm LLC | 62095 | Quarter Horse Solar | NC | Pender | PGRF5 | OP | Solar Photovoltaic | PV | IPP Non-CHP | 2 | 4.5 | 4.5 | 4.5 | 11 | 2018 |  |  |  | Y | [6 empty] | 180 | 20 | 6.9 | Y | [5 empty] | N |  | N
61639 | Atkinson Solar II LLC | 62096 | Atkinson Solar II | NC | Duplin | PGRF3 | OP | Solar Photovoltaic | PV | IPP Non-CHP | 2 | 1.9 | 1.9 | 1.9 | 10 | 2018 |  |  |  | Y | [6 empty] | 180 | 25 | 2.8 | Y | [5 empty] | N |  | N
54913 | NSTAR Electric Company | 62097 | Ludlow Site 72 - Conti | MA | Hampden | LG390 | OP | Solar Photovoltaic | PV | Electric Utility | 1 | 1.9 | 1.9 | 1.9 | 8 | 2018 |  |  |  | Y | [6 empty] | 180 | 20 | 2.1 | Y | [5 empty] | N |  | N
61187 | DG Minnesota CSG, LLC | 62098 | Tiller CSG | MN | Sherburne | TILLE | OP | Solar Photovoltaic | PV | IPP Non-CHP | 2 | 5 | 5 | 5 | 12 | 2018 |  | Y |  | N | [6 empty] | 180 | 60 | 6.3 | Y | [5 empty] | N |  | N
61187 | DG Minnesota CSG, LLC | 62099 | Hammer CSG | MN | Sherburne | HAMME | OP | Solar Photovoltaic | PV | IPP Non-CHP | 2 | 4.8 | 4.8 | 4.8 | 12 | 2018 |  | Y | [8 empty] | 180 | 60 | 6.4 | Y | [5 empty] | N |  | N
61645 | Warrenton Solar I LLC | 62100 | Warrenton I Solar | NC | Warren | PGRI4 | OP | Solar Photovoltaic | PV | IPP Non-CHP | 2 | 4.9 | 4.9 | 4.9 | 12 | 2018 |  |  |  | Y | [6 empty] | 180 | 20 | 6.9 | Y | [5 empty] | N |  | N
61644 | Bladenboro Farm 2 LLC | 62101 | Bladenboro Solar 2 | NC | Bladen | PGRF6 | OP | Solar Photovoltaic | PV | IPP Non-CHP | 2 | 4.5 | 4.5 | 4.5 | 8 | 2018 |  | Y | [8 empty] | 180 | 25 | 6.4 | Y | [5 empty] | N |  | N
61641 | Sadiebrook Solar LLC | 62102 | Sadiebrook NC Solar | NC | Bladen | PGRF1 | OP | Solar Photovoltaic | PV | IPP Non-CHP | 2 | 5 | 5 | 5 | 6 | 2018 |  | N |  | Y | [6 empty] | 180 | 25 | 6.7 | Y | [5 empty] | N |  | N
61642 | Lane Solar Farm LLC | 62104 | Lane Solar | NC | Wayne | PGRF2 | OP | Solar Photovoltaic | PV | IPP Non-CHP | 2 | 5 | 5 | 5 | 9 | 2018 |  | Y | [8 empty] | 180 | 25 | 7.1 | Y | [5 empty] | N |  | N
61187 | DG Minnesota CSG, LLC | 62105 | Monticello Project CSG | MN | Wright | MONTI | OP | Solar Photovoltaic | PV | IPP Non-CHP | 2 | 5 | 5 | 5 | 11 | 2018 |  | Y | [8 empty] | 180 | 60 | 6.7 | Y | [5 empty] | N |  | N
61666 | WED GW Solar, LLC CSG | 62118 | WED GW Solar, LLC | RI | Providence | GWSOL | OP | Solar Photovoltaic | PV | IPP Non-CHP | 2 | 3 | 3 | 3 | 1 | 2019 |  |  |  | Y | [6 empty] | 180 | 25 | 3.6 | Y | [5 empty] | N |  | Y | 3
61675 | SS PA II PSU LLC | 62119 | University Park Solar | PA | Centre | PSUPV | OP | Solar Photovoltaic | PV | IPP Non-CHP | 2 | 1.5 | 1.5 | 1.5 | 12 | 2018 |  |  |  | Y | [6 empty] | 180 | 30 | 2 | Y | [5 empty] | N |  | N
61655 | Panda Solar NC 2, LLC | 62120 | Panda Solar NC 2, LLC | NC | Robeson | 20003 | OP | Solar Photovoltaic | PV | IPP Non-CHP | 2 | 2 | 2 | 2 | 4 | 2019 |  | Y | [8 empty] | 180 | 52 | 2.6 | Y | [5 empty] | N |  | N
61656 | Panda Solar NC 3, LLC | 62121 | Panda Solar NC 3, LLC | NC | Robeson | 20011 | OP | Solar Photovoltaic | PV | IPP Non-CHP | 2 | 2 | 2 | 2 | 6 | 2019 |  | Y | [8 empty] | 180 | 52 | 2.6 | Y | [5 empty] | N |  | N
61657 | Panda Solar NC 4, LLC | 62122 | Panda Solar NC 4, LLC | NC | Bladen | 20009 | OP | Solar Photovoltaic | PV | IPP Non-CHP | 2 | 2 | 2 | 2 | 6 | 2019 |  | Y | [8 empty] | 180 | 52 | 2.6 | Y | [5 empty] | N |  | N
61658 | Panda Solar NC 5, LLC | 62123 | Panda Solar NC 5, LLC | NC | Cumberland | 20007 | OP | Solar Photovoltaic | PV | IPP Non-CHP | 2 | 1 | 1 | 1 | 6 | 2019 |  | Y | [8 empty] | 180 | 52 | 1.3 | Y | [5 empty] | N |  | N
61660 | Panda Solar NC 6, LLC | 62124 | Panda Solar NC 6, LLC | NC | Columbus | 20028 | OP | Solar Photovoltaic | PV | IPP Non-CHP | 2 | 1 | 1 | 1 | 6 | 2019 |  | Y | [8 empty] | 180 | 52 | 1.3 | Y | [5 empty] | N |  | N
61659 | Panda Solar NC 7 , LLC | 62125 | Panda Solar NC 7, LLC | NC | Sampson | 20038 | OP | Solar Photovoltaic | PV | IPP Non-CHP | 2 | 1.5 | 1.5 | 1.5 | 7 | 2019 |  | Y | [8 empty] | 180 | 52 | 1.9 | Y | [5 empty] | N |  | N
61661 | Panda Solar NC 8, LLC | 62126 | Panda Solar NC 8, LLC | NC | Moore | 20052 | OP | Solar Photovoltaic | PV | IPP Non-CHP | 2 | 2 | 2 | 2 | 9 | 2019 |  | Y | [8 empty] | 180 | 52 | 2.5 | Y | [5 empty] | N |  | N
61662 | Panda Solar NC 9, LLC | 62127 | Panda Solar NC 9, LLC | NC | Cumberland | 20022 | OP | Solar Photovoltaic | PV | IPP Non-CHP | 2 | 2 | 2 | 2 | 6 | 2019 |  | Y | [8 empty] | 180 | 52 | 2.7 | Y | [5 empty] | N |  | N
61663 | Panda Solar NC 10, LLC | 62128 | Panda Solar NC 10, LLC | NC | Cumberland | 20031 | OP | Solar Photovoltaic | PV | IPP Non-CHP | 2 | 2 | 2 | 2 | 6 | 2019 |  | Y | [8 empty] | 180 | 52 | 2.6 | Y | [5 empty] | N |  | N
61664 | Panda Solar NC 11, LLC | 62129 | Panda Solar NC 11, LLC | NC | Cumberland | 20032 | OP | Solar Photovoltaic | PV | IPP Non-CHP | 2 | 2 | 2 | 2 | 6 | 2019 |  | Y | [8 empty] | 180 | 52 | 2.6 | Y | [5 empty] | N |  | N
61677 | Sol Systems | 62131 | Red Toad 4451 Buffalo Road, LLC | NC | Johnston | G4451 | OP | Solar Photovoltaic | PV | IPP Non-CHP | 2 | 2 | 2 | 2 | 11 | 2018 |  |  |  | Y | [6 empty] | 180 | 20 | 3 | Y | [5 empty] | N |  | N
61012 | AES Distributed Energy | 62135 | Palmer | MA | Hampden | PAL01 | OP | Solar Photovoltaic | PV | IPP Non-CHP | 2 | 3.5 | 3.5 | 3.5 | 10 | 2019 |  |  |  | Y | [6 empty] | 180 | 25 | 4.9 | Y | [5 empty] | N |  | Y | 4.8
64877 | Rigel | 62136 | Arthur Solar, LLC | NC | Columbus | ART01 | OP | Solar Photovoltaic | PV | IPP Non-CHP | 2 | 5 | 5 | 5 | 7 | 2018 |  |  |  | Y | [6 empty] | 180 | 20 | 7.5 | N | Y |  |  |  |  | N |  | N
63249 | Terraform Arcadia | 62137 | Eichtens II CSG | MN | Chisago | SO340 | OP | Solar Photovoltaic | PV | IPP Non-CHP | 2 | 1 | 1 | 1 | 9 | 2018 |  |  |  | Y | [6 empty] | 180 | 30 | 1.4 | Y | [5 empty] | N |  | N
63249 | Terraform Arcadia | 62138 | Barone CSG | MN | McLeod | SO328 | OP | Solar Photovoltaic | PV | IPP Non-CHP | 2 | 1 | 1 | 1 | 10 | 2018 |  |  |  | Y | [6 empty] | 179 | 30 | 1.4 | Y | [5 empty] | N |  | Y | 1.4
63249 | Terraform Arcadia | 62139 | Huneke II CSG | MN | Goodhue | SO346 | OP | Solar Photovoltaic | PV | IPP Non-CHP | 2 | 1.1 | 1.1 | 1.1 | 9 | 2018 |  |  |  | Y | [6 empty] | 180 | 30 | 1.4 | Y | [5 empty] | N |  | Y | 1.4
5248 | Dominion Energy Inc. | 62140 | Puller Solar | VA | Middlesex | PULL | OP | Solar Photovoltaic | PV | Electric Utility | 1 | 15 | 15 | 15 | 10 | 2018 |  | Y | [8 empty] | 0 | 0 | 19.7 | Y | [5 empty] | N |  | N
65411 | Duke Energy Renewables Services | 62141 | Rambler | TX | Tom Green | RMBLR | OP | Solar Photovoltaic | PV | IPP Non-CHP | 2 | 200 | 200 | 200 | 6 | 2020 |  | Y | [8 empty] | 180 |  | 266 | Y | [5 empty] | N |  | N
61679 | MSC-GreyCloud01 LLC | 62143 | MSC-GreyCloud01 Community Solar | MN | Washington | 52785 | OP | Solar Photovoltaic | PV | IPP Non-CHP | 2 | 1 | 1 | 1 | 3 | 2019 |  | Y | [8 empty] | 180 | 52 | 1.5 | Y | [5 empty] | X |  | Y | 1.5
61680 | MSC-Scandia01 LLC | 62144 | MSC-Scandia01 CSG | MN | Washington | 52741 | OP | Solar Photovoltaic | PV | IPP Non-CHP | 2 | 1 | 1 | 1 | 4 | 2019 |  | Y | [8 empty] | 180 | 52 | 1.5 | Y | [5 empty] | X |  | Y | 1.5
61681 | Minisink Solar 1 LLC | 62145 | Minisink Solar 1 LLC | NY | Orange | MINI1 | OP | Solar Photovoltaic | PV | IPP Non-CHP | 2 | 1.8 | 1.8 | 1.8 | 10 | 2018 |  |  |  | Y | [6 empty] | 180 | 25 | 2.8 | Y | [5 empty] | N |  | N
61682 | Minisink Solar 2 LLC | 62146 | Minisink Community Solar 2 LLC | NY | Orange | MINI2 | OP | Solar Photovoltaic | PV | IPP Non-CHP | 2 | 2 | 2 | 2 | 11 | 2018 |  |  |  | Y | [6 empty] | 180 | 25 | 2.8 | Y | [5 empty] | N |  | N
61688 | ENGIE Generation North America LLC | 62148 | Goose Lake MN DPC-GM | MN | Freeborn | PV1 | OP | Solar Photovoltaic | PV | IPP Non-CHP | 2 | 1.5 | 1.5 | 1.5 | 2 | 2019 |  | Y |  |  | N | [5 empty] | 0 |  | 1.9 | Y | [5 empty] | N |  | N
61685 | Syncarpha Eagle Nest I, LLC | 62149 | Syncarpha Eagle Nest | NM | Colfax | SYEN1 | OP | Solar Photovoltaic | PV | IPP Non-CHP | 2 | 1 | 1 | 1 | 11 | 2018 |  | Y |  | N | [6 empty] | 180 | 0 | 1.3 | Y | [5 empty] | N |  | N
61686 | Chaffey Community College District | 62150 | Chaffey College Rancho Cucamonga Campus | CA | San Bernardino | SOLAR | OP | Solar Photovoltaic | PV | Commercial Non-CHP | 4 | 4 | 4 | 4 | 2 | 2017 |  |  |  | Y | [6 empty] | 180 | 7 | 4.4 | Y | [5 empty] | Y | 4 | N
61695 | Clif Bar Bakery of Twin Falls, LLC | 62151 | Clif Bar Bakery of Twin Falls | ID | Twin Falls | PV1 | OP | Solar Photovoltaic | PV | Industrial Non-CHP | 6 | 2 | 2 | 2 | 6 | 2019 |  |  |  | Y | [6 empty] | 180 | 25 | 2 | Y | [5 empty] | N |  | N
57389 | IKEA Property Inc | 62152 | IKEA Live Oak Rooftop PV System | TX | Bexar | 570 | OP | Solar Photovoltaic | PV | Commercial Non-CHP | 4 | 1.7 | 1.7 | 1.7 | 4 | 2019 |  |  |  | Y | [6 empty] | 153 | 5 | 1.8 | Y | [5 empty] | Y | 1.8 | N
61194 | Generate Capital | 62154 | Kelly Bridge Road Community Solar Farm | NY | Sullivan | 12 | OP | Solar Photovoltaic | PV | IPP Non-CHP | 2 | 2 | 2 | 2 | 1 | 2020 |  |  |  | Y | [6 empty] | 180 | 20 | 2.7 | Y | [5 empty] | N |  | N
61610 | Delaware River Solar, LLC | 62155 | Hospital Rd Community Solar Farm CSG | NY | Sullivan | 9 | OP | Solar Photovoltaic | PV | IPP Non-CHP | 2 | 1.4 | 1.4 | 1.4 | 12 | 2019 |  |  |  | Y | [6 empty] | 189 | 20 | 1.7 | Y | [5 empty] | N |  | Y | 1.4
61194 | Generate Capital | 62156 | Pool Brook Rd Community Solar Farm | NY | Otsego | 15 | OP | Solar Photovoltaic | PV | IPP Non-CHP | 2 | 2 | 2 | 2 | 4 | 2019 |  | N |  | Y | [6 empty] | 180 | 25 | 4 | Y | [5 empty] | N |  | Y | 2
62706 | NY Baldwin I, LLC | 62157 | Breesport Road Community Solar Farm | NY | Chemung | 235 | OP | Solar Photovoltaic | PV | IPP Non-CHP | 2 | 2 | 2 | 2 | 10 | 2019 |  |  |  | Y | [6 empty] | 180 | 25 | 2.8 | Y | [5 empty] | N |  | N
61194 | Generate Capital | 62158 | Sacket Lake Rd #1 Community Solar Farm | NY | Sullivan | 11 | OP | Solar Photovoltaic | PV | IPP Non-CHP | 2 | 2 | 2 | 2 | 1 | 2020 |  |  |  | Y | [6 empty] | 180 | 25 | 2.8 | Y | [5 empty] | N |  | N
61610 | Delaware River Solar, LLC | 62159 | Sacket Lake Rd #2 Community Solar Farm | NY | Sullivan | 20 | OP | Solar Photovoltaic | PV | IPP Non-CHP | 2 | 1.7 | 1.7 | 1.7 | 3 | 2019 |  |  |  | Y | [6 empty] | 180 | 25 | 2.4 | Y | [5 empty] | N |  | Y | 1.7
61610 | Delaware River Solar, LLC | 62160 | Turner Rd Community Solar Project | NY | Chemung | 300 | OP | Solar Photovoltaic | PV | IPP Non-CHP | 2 | 2 | 2 | 2 | 2 | 2019 |  |  |  | Y | [6 empty] | 180 | 25 | 2.7 | Y | [5 empty] | N |  | Y | 2
61701 | SR Meridian III, LLC | 62163 | Meridian III | MS | Lauderdale | MRDII | OP | Solar Photovoltaic | PV | IPP Non-CHP | 2 | 52.5 | 52.5 | 52.5 | 12 | 2019 |  | Y | [8 empty] | 60 | 60 | 75.1 | Y | [5 empty] | N |  | N
61699 | SR Meridian II, LLC | 62164 | Meridian II | MS | Lauderdale | MRDII | OP | Solar Photovoltaic | PV | IPP Non-CHP | 2 | 5 | 5 | 5 | 10 | 2019 |  | Y | [8 empty] | 60 | 60 | 6.5 | Y | [5 empty] | N |  | N
61624 | SR Snipesville, LLC | 62165 | Snipesville | GA | Jeff Davis | SNIPE | OP | Solar Photovoltaic | PV | IPP Non-CHP | 2 | 86 | 86 | 86 | 12 | 2020 |  | Y | [8 empty] | 0 |  | 122.8 |  | Y |  |  |  |  | N |  | N
64877 | Rigel | 62167 | County Home Solar LLC | NC | Richmond | COU01 | OP | Solar Photovoltaic | PV | IPP Non-CHP | 2 | 4.9 | 4.9 | 4.9 | 9 | 2018 |  |  |  | Y | [6 empty] | 180 | 20 | 7.2 | Y | [5 empty] | N |  | N
64877 | Rigel | 62168 | Church Road Solar LLC | NC | Harnett | CHU01 | OP | Solar Photovoltaic | PV | IPP Non-CHP | 2 | 5 | 5 | 5 | 8 | 2018 |  |  |  | Y | [6 empty] | 180 | 20 | 5.2 | Y | [5 empty] | N |  | N
61705 | Boring Solar LLC | 62169 | Boring Solar LLC | OR | Clackamas | BSPV2 | OP | Solar Photovoltaic | PV | IPP Non-CHP | 2 | 2.2 | 2.2 | 2.2 | 4 | 2019 |  |  |  | Y | [6 empty] | 180 | 20 | 3.4 | Y | [5 empty] | N |  | N
61703 | Ballston Solar LLC | 62170 | Ballston Solar LLC | OR | Yamhill | BSPV1 | OP | Solar Photovoltaic | PV | IPP Non-CHP | 2 | 2.2 | 2.2 | 2.2 | 12 | 2018 |  | N |  | Y | [5 empty] | N | 180 | 20 | 2.9 | Y | [5 empty] | N |  | N
61704 | Labish Solar LLC | 62171 | Labish Solar LLC | OR | Marion | LSPV2 | OP | Solar Photovoltaic | PV | IPP Non-CHP | 2 | 2.2 | 2.2 | 2.2 | 12 | 2018 |  |  |  | Y | [6 empty] | 180 | 20 | 3.3 | Y | [5 empty] | N |  | N
61691 | SR Jonesborough II, LLC | 62173 | SR Jonesborough | TN | Washington | JONES | OP | Solar Photovoltaic | PV | IPP Non-CHP | 2 | 4.4 | 4.4 | 4.4 | 12 | 2018 |  | Y | [8 empty] | 0 | 50 | 5 |  | Y |  |  |  |  | N |  | N
61709 | Desert Harvest, LLC | 62177 | Desert Harvest, LLC | CA | Riverside | DH001 | OP | Solar Photovoltaic | PV | IPP Non-CHP | 2 | 80 | 80 | 80 | 12 | 2020 |  | Y | [8 empty] | 180 |  | 113.8 |  | Y |  |  |  |  | N |  | N
61710 | Maverick Solar, LLC | 62178 | Maverick Solar, LLC | CA | Riverside | MAV01 | OP | Solar Photovoltaic | PV | IPP Non-CHP | 2 | 125 | 125 | 125 | 12 | 2020 |  | Y | [8 empty] | 180 |  | 173.4 | Y | [5 empty] | N |  | N
61724 | New Mexico Renewable Development LLC | 62191 | CNMEC Solar Energy Center | NM | Torrance | CNMEC | OP | Solar Photovoltaic | PV | IPP Non-CHP | 2 | 2 | 2 | 2 | 10 | 2018 |  | Y | [8 empty] | 0 | 0 | 2.6 | Y | [5 empty] | N |  | N
63249 | Terraform Arcadia | 62193 | Winegar CSG | MN | Waseca | SO377 | OP | Solar Photovoltaic | PV | IPP Non-CHP | 2 | 1 | 1 | 1 | 10 | 2018 |  |  |  | Y | [6 empty] | 181 | 30 | 1.4 | Y | [5 empty] | N |  | Y | 1.4
63249 | Terraform Arcadia | 62194 | Bolduan CSG | MN | Waseca | SO360 | OP | Solar Photovoltaic | PV | IPP Non-CHP | 2 | 1 | 1 | 1 | 11 | 2018 |  |  |  | Y | [6 empty] | 181 | 30 | 1.4 | Y | [5 empty] | N |  | Y | 1.4
63249 | Terraform Arcadia | 62195 | Guse CSG | MN | Waseca | SO371 | OP | Solar Photovoltaic | PV | IPP Non-CHP | 2 | 1 | 1 | 1 | 9 | 2018 |  |  |  | Y | [6 empty] | 178 | 30 | 1.4 | Y | [5 empty] | N |  | Y | 1.4
61700 | Hadley 2 Solar, LLC | 62196 | Hadley 2 Solar, LLC CSG | MA | Hampshire | 2368 | OP | Solar Photovoltaic | PV | IPP Non-CHP | 2 | 1.9 | 1.9 | 1.3 | 12 | 2016 |  |  |  | Y | [6 empty] | 1 | 25 | 2.4 | Y | [5 empty] | N |  | Y | 2.4
61696 | Solten East Bridgewater 6000, LLC | 62197 | East Bridgewater Solar | MA | Plymouth | EBRID | OP | Solar Photovoltaic | PV | IPP Non-CHP | 2 | 2.3 | 2.3 | 2.3 | 11 | 2017 |  | N |  | Y | [6 empty] | 180 | 20 | 2.8 | Y | [5 empty] | N |  | Y | 2.8
61693 | Griffin Road Solar, LLC | 62198 | Griffin Road Solar, LLC CSG | MA | Worcester | 2639 | OP | Solar Photovoltaic | PV | IPP Non-CHP | 2 | 2 | 2 | 1.6 | 3 | 2018 |  |  |  | Y | [6 empty] | 173 | 25 | 2.6 | Y | [5 empty] | N |  | Y | 2.6
61692 | Ashby Solar, LLC | 62199 | Ashby Solar, LLC CSG | MA | Worcester | 4472 | OP | Solar Photovoltaic | PV | IPP Non-CHP | 2 | 1.8 | 1.8 | 1.4 | 7 | 2018 |  |  |  | Y | [6 empty] | 6 | 25 | 2.3 | Y | [5 empty] | N |  | Y | 2.3
61697 | Hillcrest Solar I, LLC | 62200 | Hillcrest Solar | OH | Brown | HILLC | OP | Solar Photovoltaic | PV | IPP Non-CHP | 2 | 200 | 200 | 200 | 7 | 2021 |  | Y | [8 empty] | 0 | 0 | 265 |  | Y |  |  |  |  | N |  | N
61698 | Dudley Solar, LLC | 62201 | Dudley Solar CSG | MA | Worcester | 02419 | OP | Solar Photovoltaic | PV | IPP Non-CHP | 2 | 1.9 | 1.9 | 1.5 | 8 | 2017 |  |  |  | Y | [6 empty] | 182 | 20 | 2.4 | Y | [5 empty] | N |  | Y | 2.4
61012 | AES Distributed Energy | 62202 | Williamsburg | MA | Hampshire | WIL01 | OP | Solar Photovoltaic | PV | IPP Non-CHP | 2 | 4 | 4 | 4 | 7 | 2019 |  |  |  | Y | [6 empty] | 180 | 25 | 6 | Y | [5 empty] | N |  | Y | 6
61725 | Monson Solar, LLC | 62203 | Monson Solar, LLC | MA | Hampden | 2701 | OP | Solar Photovoltaic | PV | IPP Non-CHP | 2 | 2 | 2 | 1.6 | 8 | 2017 |  |  |  | Y | [6 empty] | 6 | 30 | 2.6 | Y | [5 empty] | Y | 0.5 | Y | 0.5
61677 | Sol Systems | 62204 | Red Toad 5840 Buffalo Road, LLC | NC | Johnston | G5840 | OP | Solar Photovoltaic | PV | IPP Non-CHP | 2 | 2 | 2 | 2 | 11 | 2018 |  | Y | [8 empty] | 180 | 20 | 3 | Y | [5 empty] | N |  | N
61677 | Sol Systems | 62205 | Nickelson Solar, LLC | NC | Duplin | GNICK | OP | Solar Photovoltaic | PV | IPP Non-CHP | 2 | 5.3 | 5.3 | 5.3 | 12 | 2018 |  |  |  | Y | [6 empty] | 180 | 20 | 7.1 | Y | [5 empty] | N |  | N
6452 | Florida Power & Light Co | 62206 | Hibiscus Solar Energy Center | FL | Palm Beach | 1 | OP | Solar Photovoltaic | PV | Electric Utility | 1 | 74.5 | 74.5 | 74.5 | 4 | 2020 |  |  |  | Y | [6 empty] | 190 | 20 | 108 |  | Y |  |  |  |  | N |  | N
60396 | Constellation New Energy Inc. | 62208 | NIST Solar | MD | Montgomery | PV1 | OP | Solar Photovoltaic | PV | IPP Non-CHP | 2 | 4 | 4 | 4 | 12 | 2018 |  |  |  | Y | [6 empty] | 180 | 25 | 5 | Y | [5 empty] | Y | 5 | N
58970 | Ecoplexus, Inc | 62209 | Randolph CSG PV1-5 | MN | Dakota | RAND1 | OP | Solar Photovoltaic | PV | IPP Non-CHP | 2 | 1 | 1 | 1 | 6 | 2019 |  |  |  | Y | [6 empty] | 180 | 25 | 1.3 | Y | [5 empty] | N |  | N
58970 | Ecoplexus, Inc | 62209 | Randolph CSG PV1-5 | MN | Dakota | RAND2 | OP | Solar Photovoltaic | PV | IPP Non-CHP | 2 | 1 | 1 | 1 | 6 | 2019 |  |  |  | Y | [6 empty] | 180 | 25 | 1.3 | Y | [5 empty] | N |  | N
58970 | Ecoplexus, Inc | 62209 | Randolph CSG PV1-5 | MN | Dakota | RAND3 | OP | Solar Photovoltaic | PV | IPP Non-CHP | 2 | 1 | 1 | 1 | 6 | 2019 |  |  |  | Y | [6 empty] | 180 | 25 | 1.3 | Y | [5 empty] | N |  | N
58970 | Ecoplexus, Inc | 62209 | Randolph CSG PV1-5 | MN | Dakota | RAND4 | OP | Solar Photovoltaic | PV | IPP Non-CHP | 2 | 1 | 1 | 1 | 6 | 2019 |  |  |  | Y | [6 empty] | 180 | 25 | 1.3 | Y | [5 empty] | N |  | N
58970 | Ecoplexus, Inc | 62209 | Randolph CSG PV1-5 | MN | Dakota | RAND5 | OP | Solar Photovoltaic | PV | IPP Non-CHP | 2 | 1 | 1 | 1 | 6 | 2019 |  |  |  | Y | [6 empty] | 180 | 25 | 1.3 | Y | [5 empty] | N |  | N
58970 | Ecoplexus, Inc | 62210 | Felton CSG PV1-5 | MN | Dakota | FELT1 | OP | Solar Photovoltaic | PV | IPP Non-CHP | 2 | 1 | 1 | 1 | 6 | 2019 |  |  |  | Y | [6 empty] | 180 | 25 | 1.3 | Y | [5 empty] | N |  | N
58970 | Ecoplexus, Inc | 62210 | Felton CSG PV1-5 | MN | Dakota | FELT2 | OP | Solar Photovoltaic | PV | IPP Non-CHP | 2 | 1 | 1 | 1 | 6 | 2019 |  |  |  | Y | [6 empty] | 180 | 25 | 1.3 | Y | [5 empty] | N |  | N
58970 | Ecoplexus, Inc | 62210 | Felton CSG PV1-5 | MN | Dakota | FELT3 | OP | Solar Photovoltaic | PV | IPP Non-CHP | 2 | 1 | 1 | 1 | 6 | 2019 |  |  |  | Y | [6 empty] | 180 | 25 | 1.3 | Y | [5 empty] | N |  | N
58970 | Ecoplexus, Inc | 62210 | Felton CSG PV1-5 | MN | Dakota | FELT4 | OP | Solar Photovoltaic | PV | IPP Non-CHP | 2 | 1 | 1 | 1 | 6 | 2019 |  |  |  | Y | [6 empty] | 180 | 25 | 1.3 | Y | [5 empty] | N |  | N
58970 | Ecoplexus, Inc | 62210 | Felton CSG PV1-5 | MN | Dakota | FELT5 | OP | Solar Photovoltaic | PV | IPP Non-CHP | 2 | 1 | 1 | 1 | 6 | 2019 |  |  |  | Y | [6 empty] | 180 | 25 | 1.3 | Y | [5 empty] | N |  | N
58468 | Dominion Renewable Energy | 62211 | Denmark Solar | SC | Bamberg | 35 | OP | Solar Photovoltaic | PV | IPP Non-CHP | 2 | 6 | 6 | 6 | 12 | 2020 |  | Y | [8 empty] | 0 |  | 8.6 | Y | [5 empty] | N |  | N
61736 | Gaines Solar | 62216 | Gaines Solar | SC | Lee | 41 | OP | Solar Photovoltaic | PV | IPP Non-CHP | 2 | 2 | 2 | 2 | 12 | 2020 |  | Y | [8 empty] | 0 |  | 2.7 | Y | [5 empty] | N |  | N
61677 | Sol Systems | 62223 | Warren Solar Farm LLC | NC | Sampson | 10423 | OP | Solar Photovoltaic | PV | IPP Non-CHP | 2 | 5 | 5 | 5 | 7 | 2019 |  | Y |  | N | [6 empty] | 180 | 20 | 7 | Y | [5 empty] | N |  | N
60025 | Greenbacker Renewable Energy Corporation | 62224 | Oak Leaf Solar XXVII LLC | CO | Weld | 53971 | OP | Solar Photovoltaic | PV | IPP Non-CHP | 2 | 1.5 | 1.5 | 1.5 | 11 | 2018 |  | Y | [8 empty] | 0 |  | 2 | Y | [5 empty] | N |  | N
61740 | NJ Solar 1, LLC | 62225 | Hunterdon Health System Solar Project | NJ | Hunterdon | PV1 | OP | Solar Photovoltaic | PV | IPP Non-CHP | 2 | 1.5 | 1.5 | 1.5 | 2 | 2019 |  |  |  | Y | [6 empty] | 180 | 25 | 2 | Y | [5 empty] | N |  | N
61744 | Westminster Renewables, LLC | 62226 | Westminster Renewables, LLC CSG | MA | Worcester | 2479 | OP | Solar Photovoltaic | PV | IPP Non-CHP | 2 | 1.5 | 1.5 | 1.1 | 10 | 2018 |  |  |  | Y | [6 empty] | 9 | 25 | 2.1 | Y | [5 empty] | N |  | Y | 2.1
61756 | Otis Elevator Company | 62228 | Otis Elevator Company Solar | SC | Florence | O1614 | OP | Solar Photovoltaic | PV | Industrial Non-CHP | 6 | 1 | 1 | 1 | 5 | 2018 |  |  |  | Y | [6 empty] | 148 | 25 | 1.2 | Y | [5 empty] | Y | 1.2 | N
61750 | Jefferson Solar | 62233 | Jefferson Solar | SC | Darlington | 47 | OP | Solar Photovoltaic | PV | IPP Non-CHP | 2 | 8.2 | 8.2 | 8.2 | 11 | 2022 |  | Y | [8 empty] | 180 |  | 11 | Y | [5 empty] | N |  | N
61755 | Marshall Solar | 62238 | Marshall Solar | SC | Darlington | 52 | OP | Solar Photovoltaic | PV | IPP Non-CHP | 2 | 2 | 2 | 2 | 7 | 2022 |  | Y | [8 empty] | 180 |  | 2.7 | Y | [5 empty] | N |  | N
60025 | Greenbacker Renewable Energy Corporation | 62239 | Oak Leaf Solar XXX LLC (CSG) | CO | Alamosa | 53963 | OP | Solar Photovoltaic | PV | IPP Non-CHP | 2 | 1.5 | 1.5 | 1.5 | 12 | 2018 |  | Y | [8 empty] | 0 |  | 2 | Y | [5 empty] | N |  | Y | 2
63184 | CI-II Mitchell Holding LLC | 62240 | Burgaw Solar, LLC | NC | Pender | 1072 | OP | Solar Photovoltaic | PV | IPP Non-CHP | 2 | 5 | 5 | 5 | 11 | 2019 |  | Y | [8 empty] | 180 |  | 6.7 |  | Y |  |  |  |  | N |  | N
64877 | Rigel | 62241 | NorWest Energy 9 LLC | OR | Umatilla | NWE9 | OP | Solar Photovoltaic | PV | IPP Non-CHP | 2 | 6 | 6 | 6 | 9 | 2018 |  |  |  | Y | [5 empty] | N | 180 | 30 | 8.4 | Y | [5 empty] | N |  | N
61944 | MN8 Energy LLC | 62242 | County of San Diego SBRC | CA | San Diego | SBRC | OP | Solar Photovoltaic | PV | IPP Non-CHP | 2 | 1.3 | 1.3 | 1.3 | 12 | 2018 |  | Y | [8 empty] | 0 | 10 | 1.4 | Y | [5 empty] | Y | 1.3 | N
60025 | Greenbacker Renewable Energy Corporation | 62243 | Oak Leaf Solar XXI (CSG) | CO | Arapahoe | 53964 | OP | Solar Photovoltaic | PV | IPP Non-CHP | 2 | 1.5 | 1.5 | 1.5 | 12 | 2018 |  | Y | [8 empty] | 180 |  | 2 | Y | [5 empty] | N |  | Y | 2
60025 | Greenbacker Renewable Energy Corporation | 62244 | Oak Leaf Solar XXXI LLC (CSG) | CO | Mesa | 53977 | OP | Solar Photovoltaic | PV | IPP Non-CHP | 2 | 1.5 | 1.5 | 1.5 | 12 | 2018 |  | Y | [8 empty] | 0 |  | 2 | Y | [5 empty] | N |  | Y | 2
60025 | Greenbacker Renewable Energy Corporation | 62245 | Oak Leaf Solar XXV LLC (CSG) | CO | Arapahoe | 53968 | OP | Solar Photovoltaic | PV | IPP Non-CHP | 2 | 1.5 | 1.5 | 1.5 | 12 | 2018 |  | Y | [8 empty] | 180 |  | 2 | Y | [5 empty] | N |  | Y | 2
61944 | MN8 Energy LLC | 62246 | Target Woodland Solar Project | CA | Yolo | TWSP | OP | Solar Photovoltaic | PV | IPP Non-CHP | 2 | 2.3 | 1.8 | 2 | 12 | 2018 |  |  |  | Y | [6 empty] | 181 | 10 | 2.5 | Y | [5 empty] | Y | 2.5 | N
63048 | Misae Lessee LLC | 62249 | Misae Solar | TX | Childress | 77777 | OP | Solar Photovoltaic | PV | IPP Non-CHP | 2 | 240 | 240 | 240 | 1 | 2020 |  | Y | [8 empty] | 180 |  | 326.8 | Y | N |  |  |  |  | N |  | N
60025 | Greenbacker Renewable Energy Corporation | 62251 | Oak Leaf Solar XXXII (CSG) | CO | Garfield | 53975 | OP | Solar Photovoltaic | PV | IPP Non-CHP | 2 | 1.5 | 1.5 | 1.5 | 3 | 2019 |  | Y | [8 empty] | 180 | 52 | 2 | Y | [5 empty] | Y | 2 | N
60025 | Greenbacker Renewable Energy Corporation | 62252 | Oak Leaf Solar XXII LLC (CSG) | CO | Denver | 53965 | OP | Solar Photovoltaic | PV | IPP Non-CHP | 2 | 1.5 | 1.5 | 1.5 | 1 | 2019 |  | Y | [8 empty] | 180 |  | 2 | Y | [5 empty] | N |  | Y | 2
60025 | Greenbacker Renewable Energy Corporation | 62253 | Oak Leaf Solar XXIV LLC (CSG) | CO | Arapahoe | 53967 | OP | Solar Photovoltaic | PV | IPP Non-CHP | 2 | 1.5 | 1.5 | 1.5 | 1 | 2019 |  | Y | [8 empty] | 180 |  | 2 | Y | [5 empty] | N |  | Y | 2
60025 | Greenbacker Renewable Energy Corporation | 62254 | Oak Leaf Solar XXVI LLC | CO | Denver | 53970 | OP | Solar Photovoltaic | PV | IPP Non-CHP | 2 | 1.5 | 1.5 | 1.5 | 1 | 2019 |  | Y | [8 empty] | 180 |  | 2 | Y | [5 empty] | N |  | Y | 2
60025 | Greenbacker Renewable Energy Corporation | 62255 | Oak Leaf Solar XXVIII LLC (CSG) | CO | Weld | 53973 | OP | Solar Photovoltaic | PV | IPP Non-CHP | 2 | 1.5 | 1.5 | 1.5 | 6 | 2019 |  | Y | [8 empty] | 180 |  | 2 | Y | [5 empty] | N |  | Y | 2
60025 | Greenbacker Renewable Energy Corporation | 62256 | Oak Leaf Solar XXIII LLC (CSG) | CO | Adams | 53966 | OP | Solar Photovoltaic | PV | IPP Non-CHP | 2 | 1.5 | 1.5 | 1.5 | 1 | 2019 |  | Y | [8 empty] | 180 |  | 2 | Y | [5 empty] | Y | 2 | N
60571 | AEP Onsite Partners, LLC | 62260 | Trout Creek Solar | CO | Chaffee | 44901 | OP | Solar Photovoltaic | PV | IPP Non-CHP | 2 | 2 | 2 | 2 | 1 | 2019 |  | Y | [8 empty] | 180 | 0 | 2.7 | Y | [5 empty] | N |  | N
54913 | NSTAR Electric Company | 62264 | Pittsfield 44 - M&W PV | MA | Berkshire | LG400 | OP | Solar Photovoltaic | PV | Electric Utility | 1 | 1.2 | 1.2 | 1.2 | 8 | 2018 |  |  |  | Y | [6 empty] | 180 | 20 | 1.4 | Y | [5 empty] | N |  | N
54913 | NSTAR Electric Company | 62265 | Lee Site 31 Solar | MA | Berkshire | LG370 | OP | Solar Photovoltaic | PV | Electric Utility | 1 | 1.9 | 1.9 | 1.9 | 8 | 2018 |  |  |  | Y | [6 empty] | 180 | 20 | 2.3 | Y | [5 empty] | N |  | N
54913 | NSTAR Electric Company | 62266 | Plymouth Solar | MA | Plymouth | LG400 | OP | Solar Photovoltaic | PV | Electric Utility | 1 | 1.1 | 1.1 | 1.1 | 6 | 2018 |  |  |  | Y | [6 empty] | 51 | 3 | 1.4 | Y | [5 empty] | N |  | N
61187 | DG Minnesota CSG, LLC | 62267 | Held Solar Project | MN | Stearns | HELD | OP | Solar Photovoltaic | PV | IPP Non-CHP | 2 | 5 | 5 | 5 | 3 | 2019 |  | Y | [8 empty] | 180 |  | 7.5 | Y | [5 empty] | N |  | Y | 7.5
64877 | Rigel | 62268 | NorWest Energy 4, LLC | OR | Klamath | NWE4 | OP | Solar Photovoltaic | PV | IPP Non-CHP | 2 | 5.6 | 5.6 | 5 | 1 | 2019 |  | Y | [8 empty] | 0 |  | 6.8 | Y | [5 empty] | N |  | N
60888 | GCL New Energy, Inc. | 62272 | Bly Solar Center | OR | Klamath | BLY | OP | Solar Photovoltaic | PV | IPP Non-CHP | 2 | 8 | 8 | 8 | 12 | 2018 |  | Y |  | N | [6 empty] | 80 |  | 11 | Y | [5 empty] | N |  | N
61944 | MN8 Energy LLC | 62274 | Liberty HS Solar Project | CA | Kern | LHSSP | OP | Solar Photovoltaic | PV | Commercial Non-CHP | 4 | 1.5 | 1.2 | 0.2 | 12 | 2018 |  | Y | [8 empty] | 0 | 0 | 1.6 | Y | [5 empty] | Y | 1.6 | N
61944 | MN8 Energy LLC | 62275 | Frontier HS Solar Project | CA | Kern | FHSSP | OP | Solar Photovoltaic | PV | Commercial Non-CHP | 4 | 1.4 | 1.4 | 1.4 | 12 | 2018 |  | Y | [8 empty] | 0 | 0 | 1.5 | Y | [5 empty] | Y | 1.5 | N
61012 | AES Distributed Energy | 62286 | Xebec 1 | CA | Los Angeles | W7188 | OP | Solar Photovoltaic | PV | Commercial Non-CHP | 4 | 1.9 | 1.9 | 1.9 | 12 | 2018 |  |  |  | Y | [6 empty] | 180 | 10 | 2.1 |  |  |  |  | Y |  | N |  | N
61012 | AES Distributed Energy | 62287 | Francisco St. Solar | CA | Los Angeles | W7190 | OP | Solar Photovoltaic | PV | Commercial Non-CHP | 4 | 1.2 | 1 | 1 | 12 | 2018 |  |  |  | Y | [6 empty] | 180 | 10 | 1.3 | Y | [5 empty] | N |  | N
57170 | EDF Renewable Asset Holdings, Inc. | 62288 | Valentine Solar, LLC | CA | Kern | VAL01 | OP | Solar Photovoltaic | PV | IPP Non-CHP | 2 | 111.2 | 111.2 | 111.2 | 11 | 2019 |  | Y | [8 empty] | 0 |  | 135 | N | Y |  |  |  |  | N |  | N
61012 | AES Distributed Energy | 62301 | Richmond NMCA | RI | Washington | RNM02 | OP | Solar Photovoltaic | PV | IPP Non-CHP | 2 | 4 | 4 | 4 | 12 | 2018 |  |  |  | Y | [6 empty] | 180 | 15 | 5.1 | Y | [5 empty] | N |  | Y | 5.1
61012 | AES Distributed Energy | 62302 | Founders Homestead Farms Solar | RI | Newport | RFH01 | OP | Solar Photovoltaic | PV | IPP Non-CHP | 2 | 4.5 | 4.5 | 4.5 | 12 | 2019 |  |  |  | Y | [6 empty] | 180 | 15 | 5.8 | Y | [5 empty] | N |  | Y | 5.8
61012 | AES Distributed Energy | 62303 | Mattas Farms | NY | Montgomery | MF01 | OP | Solar Photovoltaic | PV | IPP Non-CHP | 2 | 2 | 2 | 2 | 11 | 2018 |  |  |  | Y | [6 empty] | 180 | 25 | 2.8 | Y | [5 empty] | N |  | Y | 2.8
5416 | Duke Energy Carolinas, LLC | 62304 | Woodleaf Solar Facility | NC | Rowan | PV1 | OP | Solar Photovoltaic | PV | Electric Utility | 1 | 6 | 6 | 6 | 12 | 2018 |  | Y |  | N | [6 empty] | 180 |  | 9.4 | Y | [5 empty] | N |  | N
9234 | Indiana Municipal Power Agency | 62305 | Tipton Solar Park | IN | Tipton | STIP | OP | Solar Photovoltaic | PV | Electric Utility | 1 | 5.3 | 5.3 | 4.2 | 7 | 2019 |  | Y | [8 empty] | 180 |  | 6.7 | Y | [5 empty] | N |  | N
56990 | NJR Clean Energy Ventures Corporation | 62306 | IFF Union Beach Project | NJ | Monmouth | IFFUB | OP | Solar Photovoltaic | PV | IPP Non-CHP | 2 | 5.5 | 5.5 | 5.5 | 6 | 2019 |  |  |  | Y | [6 empty] | 180 | 15 | 6.8 | Y | [5 empty] | Y | 6.8 | N
61836 | Tedder Solar | 62315 | Tedder Solar | SC | Darlington | 79 | OP | Solar Photovoltaic | PV | IPP Non-CHP | 2 | 2 | 2 | 2 | 12 | 2021 |  | Y | [8 empty] | 180 | 60 | 2.8 | Y | [5 empty] | N |  | N
60496 | Adapture Renewables, Inc. | 62318 | North Stonington Solar Center, LLC | CT | New London | PAWCA | OP | Solar Photovoltaic | PV | IPP Non-CHP | 2 | 15 | 15 | 15 | 10 | 2022 |  | N | Y |  | Y | [7 empty] | 19.9 | [5 empty] | Y | N |  | N
61012 | AES Distributed Energy | 62320 | Antelope Expansion 1B | CA | Los Angeles | ANE1B | OP | Solar Photovoltaic | PV | IPP Non-CHP | 2 | 17 | 17 | 17 | 11 | 2022 |  | Y | [8 empty] | 0 | 0 | 22.3 | [5 empty] | Y | Y | 17 | N
60281 | Altus Power America Management, LLC | 62321 | Cedar Falls Solar Farm | IA | Black Hawk | 1 | OP | Solar Photovoltaic | PV | IPP Non-CHP | 2 | 1.5 | 1.5 | 1.5 | 4 | 2016 |  |  |  | Y | [6 empty] | 180 | 25 | 2 | Y | [5 empty] | N |  | N
61821 | Northstar Macy's Maryland 2015, LLC | 62323 | Macy's MD Joppa Solar Project | MD | Harford | MMDJ | OP | Solar Photovoltaic | PV | Commercial Non-CHP | 4 | 1.8 | 1.8 | 1.8 | 3 | 2016 |  |  |  | Y | [6 empty] | 155 | 10 | 2.3 | Y | [5 empty] | Y | 2.3 | N
61012 | AES Distributed Energy | 62324 | Dynamic - Walpole | MA | Norfolk | WAL01 | OP | Solar Photovoltaic | PV | IPP Non-CHP | 2 | 2 | 2 | 2 | 6 | 2017 |  |  |  | Y | [6 empty] | 180 | 15 | 2.4 | Y | [5 empty] | Y | 2.4 | N
60268 | Hartz Solar, LLC | 62325 | 46 Meadowlands Parkway | NJ | Hudson | 1 | OP | Solar Photovoltaic | PV | Commercial Non-CHP | 4 | 1.5 | 1.5 | 1.2 | 9 | 2018 |  |  |  | Y | [6 empty] | 202 | 10 | 2 | Y | [5 empty] | Y | 2 | N
60268 | Hartz Solar, LLC | 62326 | 77 Metro Way | NJ | Hudson | 1 | OP | Solar Photovoltaic | PV | Commercial Non-CHP | 4 | 1 | 1 | 0.7 | 9 | 2018 |  |  |  | Y | [6 empty] | 160 | 10 | 1.2 | Y | [5 empty] | Y | 1.2 | N
60281 | Altus Power America Management, LLC | 62327 | Synergen Panorama, LLC CSG | MD | Prince Georges | SP | OP | Solar Photovoltaic | PV | IPP Non-CHP | 2 | 5 | 5 | 5 | 7 | 2019 |  |  |  | Y | [6 empty] | 180 | 25 | 6.6 | Y | [5 empty] | N |  | N
60025 | Greenbacker Renewable Energy Corporation | 62328 | Mill Pond Solar, LLC | NC | Martin | MLLPD | OP | Solar Photovoltaic | PV | IPP Non-CHP | 2 | 5 | 5 | 5 | 8 | 2019 |  | Y | [8 empty] | 180 |  | 7.4 | Y | [5 empty] | N |  | Y | 7.4
60025 | Greenbacker Renewable Energy Corporation | 62329 | Jamesville Road Solar, LLC | NC | Martin | JMVLR | OP | Solar Photovoltaic | PV | IPP Non-CHP | 2 | 5 | 5 | 5 | 11 | 2019 |  | Y | [8 empty] | 180 |  | 7.2 |  | Y |  |  |  |  | N |  | Y | 7.2
60025 | Greenbacker Renewable Energy Corporation | 62330 | Camden Dam Solar, LLC | NC | Camden | CMDND | OP | Solar Photovoltaic | PV | IPP Non-CHP | 2 | 5 | 5 | 5 | 8 | 2019 |  | Y | [8 empty] | 180 |  | 7.2 |  | Y |  |  |  |  | N |  | Y | 7.2
60025 | Greenbacker Renewable Energy Corporation | 62331 | Sol Phoenix | MD | Prince Georges | SOLPH | OP | Solar Photovoltaic | PV | IPP Non-CHP | 2 | 2.5 | 2.5 | 2.5 | 1 | 2020 |  |  |  | Y | [6 empty] | 180 | 15 | 3.1 | Y | [5 empty] | N |  | N
60025 | Greenbacker Renewable Energy Corporation | 62332 | Blue Star | MD | Kent | BLUES | OP | Solar Photovoltaic | PV | IPP Non-CHP | 2 | 7.5 | 7.5 | 7.5 | 3 | 2020 |  | Y | [8 empty] | 180 |  | 7.8 | Y | [5 empty] | N |  | N
60531 | Standard Solar | 62335 | USS Centerfield Solar CSG | MN | Rice | USCEN | OP | Solar Photovoltaic | PV | IPP Non-CHP | 2 | 1 | 1 | 1 | 11 | 2019 |  | Y | [8 empty] | 0 | 0 | 1.4 | Y | [5 empty] | N |  | Y | 1
60531 | Standard Solar | 62336 | USS Webster Solar CSG | MN | Rice | USWEB | OP | Solar Photovoltaic | PV | IPP Non-CHP | 2 | 1 | 1 | 1 | 5 | 2019 |  | Y | [8 empty] | 0 | 0 | 1.4 | Y | [5 empty] | N |  | Y | 1
60531 | Standard Solar | 62337 | USS Lake Patterson Solar CSG | MN | Carver | USLP | OP | Solar Photovoltaic | PV | IPP Non-CHP | 2 | 1 | 1 | 1 | 8 | 2019 |  | Y | [8 empty] | 0 | 0 | 1.4 | Y | [5 empty] | N |  | Y | 1
60531 | Standard Solar | 62339 | USS Kost Trail Solar CSG | MN | Chisago | USSKT | OP | Solar Photovoltaic | PV | IPP Non-CHP | 2 | 1 | 1 | 1 | 6 | 2019 |  | Y | [8 empty] | 0 | 0 | 1.4 | Y | [5 empty] | N |  | Y | 1
61838 | Aulander Holloman Solar, LLC | 62340 | Aulander Holloman Solar, LLC | NC | Hertford | HOLLO | OP | Solar Photovoltaic | PV | IPP Non-CHP | 2 | 80 | 99.9 | 99.9 | 12 | 2018 |  | Y | [8 empty] | 180 |  | 125 | Y | [5 empty] | N |  | N
58468 | Dominion Renewable Energy | 62346 | Trask East Solar | SC | Beaufort | 83 | OP | Solar Photovoltaic | PV | IPP Non-CHP | 2 | 12 | 12 | 12 | 12 | 2020 |  | Y | [8 empty] | 0 |  | 17 | Y | [5 empty] | N |  | N
61866 | Weaver Solar | 62347 | Weaver Solar | SC | Lee | 90 | OP | Solar Photovoltaic | PV | IPP Non-CHP | 2 | 2 | 2 | 2 | 12 | 2021 |  | Y | [8 empty] | 180 | 60 | 2.8 | Y | [5 empty] | N |  | N
58468 | Dominion Renewable Energy | 62353 | Yemassee Solar | SC | Beaufort | 93 | OP | Solar Photovoltaic | PV | IPP Non-CHP | 2 | 10 | 10 | 10 | 12 | 2020 |  | Y | [8 empty] | 0 |  | 14.2 | Y | [5 empty] | N |  | N
57389 | IKEA Property Inc | 62355 | IKEA Norfolk Rooftop PV System | VA | Norfolk City | 569PV | OP | Solar Photovoltaic | PV | Commercial Non-CHP | 4 | 1.3 | 1.3 | 1.3 | 3 | 2019 |  |  |  | Y | [6 empty] | 130.5 | 10 | 1.3 | Y | [5 empty] | Y | 1.3 | N
61888 | Gloversville Community Solar LLC | 62357 | Gloversville Landfill Solar | NY | Fulton | 08158 | OP | Solar Photovoltaic | PV | IPP Non-CHP | 2 | 5 | 5 | 5 | 5 | 2021 |  | Y | [8 empty] | 180 | 25 | 6.9 | Y | [5 empty] | N |  | Y | 6.9
60531 | Standard Solar | 62358 | USS King 2 CSG | MN | Carver | USK12 | OP | Solar Photovoltaic | PV | IPP Non-CHP | 2 | 1 | 1 | 1 | 8 | 2019 |  | Y | [8 empty] | 0 | 0 | 1.4 | Y | [5 empty] | N |  | Y | 1
60531 | Standard Solar | 62359 | USS Eggo Solar CSG | MN | Carver | USEGG | OP | Solar Photovoltaic | PV | IPP Non-CHP | 2 | 1 | 1 | 1 | 6 | 2019 |  | Y | [8 empty] | 0 | 0 | 1.4 | Y | [5 empty] | N |  | Y | 1
60531 | Standard Solar | 62360 | USS DVL Solar CSG | MN | Carver | USDVL | OP | Solar Photovoltaic | PV | IPP Non-CHP | 2 | 1 | 1 | 1 | 8 | 2019 |  | Y | [8 empty] | 0 | 0 | 1.4 | Y | [5 empty] | N |  | Y | 1
61012 | AES Distributed Energy | 62363 | Barre Solar III LLC | MA | Worcester | BSPV | OP | Solar Photovoltaic | PV | IPP Non-CHP | 2 | 1 | 1 | 1 | 3 | 2018 |  |  |  | Y | [6 empty] | 180 | 25 | 1.3 | Y | [5 empty] | N |  | Y | 1.3
60531 | Standard Solar | 62365 | Wright Kirby 1-5 CSG | MN | Wright | WK1 | OP | Solar Photovoltaic | PV | IPP Non-CHP | 2 | 1 | 1 | 1 | 6 | 2019 |  | Y | [8 empty] | 0 | 0 | 1.4 | Y | [5 empty] | N |  | Y | 1
60531 | Standard Solar | 62365 | Wright Kirby 1-5 CSG | MN | Wright | WK2 | OP | Solar Photovoltaic | PV | IPP Non-CHP | 2 | 1 | 1 | 1 | 6 | 2019 |  | Y | [8 empty] | 0 | 0 | 1.4 | Y | [5 empty] | N |  | Y | 1
60531 | Standard Solar | 62365 | Wright Kirby 1-5 CSG | MN | Wright | WK3 | OP | Solar Photovoltaic | PV | IPP Non-CHP | 2 | 1 | 1 | 1 | 6 | 2019 |  | Y | [8 empty] | 0 | 0 | 1.4 | Y | [5 empty] | N |  | Y | 1
60531 | Standard Solar | 62365 | Wright Kirby 1-5 CSG | MN | Wright | WK4 | OP | Solar Photovoltaic | PV | IPP Non-CHP | 2 | 1 | 1 | 1 | 6 | 2019 |  | Y | [8 empty] | 0 | 0 | 1.4 | Y | [5 empty] | N |  | Y | 1
60531 | Standard Solar | 62365 | Wright Kirby 1-5 CSG | MN | Wright | WK5 | OP | Solar Photovoltaic | PV | IPP Non-CHP | 2 | 1 | 1 | 1 | 6 | 2019 |  | Y | [8 empty] | 0 | 0 | 1.4 | Y | [5 empty] | N |  | Y | 1
61899 | SR Arlington II MT, LLC | 62367 | SR Arlington II | GA | Early | ARLII | OP | Solar Photovoltaic | PV | IPP Non-CHP | 2 | 102.5 | 102.5 | 102.5 | 11 | 2019 |  | Y | [8 empty] | 60 | 60 | 139.7 | Y | [5 empty] | N |  | N
61894 | BWC Origination 18, LLC | 62368 | BWC Origination 18 | MA | Plymouth | 62591 | OP | Solar Photovoltaic | PV | IPP Non-CHP | 2 | 4.8 | 4.8 | 4.8 | 12 | 2018 |  |  |  | Y | [6 empty] | 180 | 20 | 6 | Y | [5 empty] | Y | 6 | N
61895 | BWC Gibbs Brook, LLC | 62369 | BWC Gibbs Brook | MA | Plymouth | 62595 | OP | Solar Photovoltaic | PV | IPP Non-CHP | 2 | 4 | 4 | 4 | 12 | 2018 |  |  |  | Y | [6 empty] | 180 | 20 | 5.2 | Y | [5 empty] | Y | 5.2 | N
61896 | BWC Wareham River, LLC | 62370 | BWC Wareham River | MA | Plymouth | 62593 | OP | Solar Photovoltaic | PV | IPP Non-CHP | 2 | 1 | 1 | 1 | 12 | 2018 |  |  |  | Y | [6 empty] | 180 | 20 | 1.4 | Y | [5 empty] | Y | 1.4 | N
61897 | BWC Harlow Brook, LLC | 62371 | BWC Harlow Brook | MA | Plymouth | 62592 | OP | Solar Photovoltaic | PV | IPP Non-CHP | 2 | 1.5 | 1.5 | 1.5 | 12 | 2018 |  |  |  | Y | [6 empty] | 180 | 20 | 1.8 | Y | [5 empty] | Y | 1.8 | N
61898 | BWC Pocasset River, LLC | 62372 | BWC Pocasset River | MA | Plymouth | 62594 | OP | Solar Photovoltaic | PV | IPP Non-CHP | 2 | 1.5 | 1.5 | 1.5 | 12 | 2018 |  |  |  | Y | [6 empty] | 180 | 20 | 1.8 | Y | [5 empty] | Y | 1.8 | N
61907 | JBAB Solar I, LLC. | 62374 | JBAB - Washington DC | DC | District of Columbia | PV1 | OP | Solar Photovoltaic | PV | IPP Non-CHP | 2 | 5.9 | 5.9 | 5.9 | 1 | 2019 |  |  |  | Y | [6 empty] | 70 | 10 | 7 | Y | [5 empty] | N |  | N
61911 | Dougherty County Solar, LLC | 62375 | Dougherty County Solar, LLC | GA | Dougherty | PV1 | OP | Solar Photovoltaic | PV | IPP Non-CHP | 2 | 120 | 120 | 120 | 12 | 2019 |  | Y | [8 empty] | 180 | 0 | 174 | Y | [5 empty] | N |  | N
61912 | Grazing Yak Solar, LLC | 62376 | Grazing Yak Solar | CO | El Paso | PV1 | OP | Solar Photovoltaic | PV | IPP Non-CHP | 2 | 35 | 35 | 35 | 11 | 2019 |  | Y | [8 empty] | 180 |  | 47.3 | Y | [5 empty] | N |  | N
7140 | Georgia Power Co | 62377 | Moody Air Force Base Solar | GA | Lowndes | 1 | OP | Solar Photovoltaic | PV | Electric Utility | 1 | 49.5 | 49.5 | 49.5 | 6 | 2020 |  |  |  | Y | [6 empty] | 0 | 15 | 66.2 | Y | [5 empty] | N |  | N
61980 | Valta Energy | 62378 | CFW Solar X LLC - Vaughn | CA | Los Angeles | VSCFW | OP | Solar Photovoltaic | PV | IPP Non-CHP | 2 | 1.6 | 1.6 | 1.6 | 12 | 2018 |  |  |  | Y | [6 empty] | 180 | 10 | 2.2 | Y | [5 empty] | N |  | N
7601 | Green Mountain Power Corp | 62381 | GMP Solar/Storage-Milton Hybrid | VT | Chittenden | GMPSM | OP | Solar Photovoltaic | PV | Electric Utility | 1 | 5 | 5 | 5 | 9 | 2019 |  |  |  | Y | [6 empty] | 180 | 25 | 7 | Y | [5 empty] | N |  | N
7601 | Green Mountain Power Corp | 62382 | GMP Solar/Storage-Ferrisburgh Hybrid | VT | Addison | GMPSF | OP | Solar Photovoltaic | PV | Electric Utility | 1 | 5 | 5 | 5 | 9 | 2019 |  | Y | [8 empty] | 180 | 0 | 6.2 | Y | [5 empty] | N |  | N
7601 | Green Mountain Power Corp | 62383 | GMP Solar/Storage-Essex Hybrid | VT | Chittenden | GMPSE | OP | Solar Photovoltaic | PV | Electric Utility | 1 | 4.5 | 4.5 | 4.5 | 9 | 2019 |  |  |  | Y | [6 empty] | 180 | 30 | 6.8 | Y | [5 empty] | N |  | N
61916 | Spencer-Tioga Solar, LLC | 62389 | Pasto Solar | NY | Tioga | PASTO | OP | Solar Photovoltaic | PV | IPP Non-CHP | 2 | 16 | 16 | 16 | 10 | 2019 |  |  |  | Y | [6 empty] | 180 | 20 | 24 | Y | [5 empty] | N |  | N
7140 | Georgia Power Co | 62392 | Guyton Community Solar | GA | Effingham | 1 | OP | Solar Photovoltaic | PV | Electric Utility | 1 | 3.6 | 3.6 | 3.6 | 7 | 2019 |  | Y | [8 empty] | 180 |  | 4.7 | Y | [5 empty] | N |  | N
7140 | Georgia Power Co | 62393 | Atlanta Falcons Solar | GA | Fulton | 1 | OP | Solar Photovoltaic | PV | Electric Utility | 1 | 0.3 | 0.3 | 0.3 | 10 | 2015 |  |  |  | Y | [6 empty] | 180 | 5 | 0.4 | Y | [5 empty] | N |  | N
7140 | Georgia Power Co | 62393 | Atlanta Falcons Solar | GA | Fulton | 2 | OP | Solar Photovoltaic | PV | Electric Utility | 1 | 0.2 | 0.2 | 0.2 | 10 | 2017 |  |  |  | Y | [6 empty] | 231.9 | 10 | 0.2 | Y | [5 empty] | N |  | N
7140 | Georgia Power Co | 62393 | Atlanta Falcons Solar | GA | Fulton | 3 | OP | Solar Photovoltaic | PV | Electric Utility | 1 | 0.5 | 0.5 | 0.5 | 9 | 2016 |  |  |  | Y | [6 empty] | 196 | 8 | 0.6 | Y | [5 empty] | N |  | N
6452 | Florida Power & Light Co | 62394 | Sweetbay Solar Center | FL | Martin | 1 | OP | Solar Photovoltaic | PV | Electric Utility | 1 | 74.5 | 74.5 | 74.5 | 1 | 2020 |  |  |  | Y | [6 empty] | 180 | 20 | 99 | Y | [5 empty] | N |  | N
61927 | Bell Bay Solar Farm | 62395 | Bell Bay Solar Farm | SC | Horry | 1 | OP | Solar Photovoltaic | PV | Electric Utility | 1 | 1.6 | 1.6 | 1.6 | 3 | 2018 |  |  |  | Y | [6 empty] | 225 | 25 | 2 | Y | [5 empty] | N |  | N
61928 | Jamison Solar Farm | 62396 | Jamison Solar Farm | SC | Orangeburg | 1 | OP | Solar Photovoltaic | PV | Electric Utility | 1 | 1.1 | 1.2 | 1.2 | 4 | 2019 |  |  |  | Y | [6 empty] | 180 | 15 | 1.6 | Y | [5 empty] | N |  | N
61929 | Runway Solar Farm | 62397 | Runway Solar Farm | SC | Horry | 1 | OP | Solar Photovoltaic | PV | Electric Utility | 1 | 2 | 2 | 2 | 12 | 2019 |  |  |  | Y | [6 empty] | 180 | 15 | 2.7 | Y | [5 empty] | N |  | N
61934 | CI III VK I TE Partnership LLC | 62399 | Sage Solar I-III | UT | Rich | 77778 | OP | Solar Photovoltaic | PV | IPP Non-CHP | 2 | 57.6 | 57.6 | 57.6 | 9 | 2019 |  | Y | [8 empty] | 0 |  | 76.3 |  | Y |  |  |  |  | N |  | N
60531 | Standard Solar | 62405 | UMCES Ground Mount | MD | Dorchester | X0009 | OP | Solar Photovoltaic | PV | IPP Non-CHP | 2 | 2 | 2 | 2 | 2 | 2018 |  |  |  | Y | [6 empty] | 180 | 20 | 2.7 | Y | [5 empty] | N |  | Y | 2.7
60531 | Standard Solar | 62406 | City of Gallup Solar | NM | McKinley | X0022 | OP | Solar Photovoltaic | PV | IPP Non-CHP | 2 | 8 | 8 | 8 | 5 | 2018 |  | Y | N | [7 empty] | 180 | 0 | 9.8 | Y | [5 empty] | Y | 9.8 | N
60531 | Standard Solar | 62407 | Anne Arundel County Public Schools | MD | Anne Arundel | X0001 | OP | Solar Photovoltaic | PV | IPP Non-CHP | 2 | 1 | 1 | 1 | 10 | 2017 |  |  |  | Y | [6 empty] | 180 | 20 | 1.4 | Y | [5 empty] | N |  | Y | 1.4
60531 | Standard Solar | 62408 | Fort Indiantown Gap | PA | Lebanon | X0028 | OP | Solar Photovoltaic | PV | IPP Non-CHP | 2 | 3 | 3 | 3 | 1 | 2019 |  | Y | [8 empty] | 0 | 0 | 4.4 | Y | [5 empty] | N |  | N
7140 | Georgia Power Co | 62409 | Waynesboro Community Solar | GA | Burke | 1 | OP | Solar Photovoltaic | PV | Electric Utility | 1 | 2.4 | 2.4 | 2.4 | 6 | 2019 |  |  |  | Y | [6 empty] | 180 | 23 | 3.2 | Y | [5 empty] | N |  | N
61925 | Middlesex-Yates Solar, LLC | 62412 | Daum Solar | NY | Yates | DAUM | OP | Solar Photovoltaic | PV | IPP Non-CHP | 2 | 4 | 4 | 4 | 1 | 2020 |  |  |  | Y | [6 empty] | 180 | 20 | 5.5 | Y | [5 empty] | N |  | N
61926 | Dryden-Tompkins Solar I, LLC | 62413 | Ellis Solar | NY | Tompkins | ELLIS | OP | Solar Photovoltaic | PV | IPP Non-CHP | 2 | 18 | 18 | 18 | 12 | 2019 |  |  |  | Y | [6 empty] | 180 | 20 | 27 | Y | [5 empty] | N |  | N
60571 | AEP Onsite Partners, LLC | 62414 | Lady Slipper Solar Array CSG | MN | Goodhue | PV1 | OP | Solar Photovoltaic | PV | IPP Non-CHP | 2 | 4.5 | 4.5 | 4.5 | 10 | 2019 |  | Y | [8 empty] | 180 | 0 | 6.3 | Y | [5 empty] | N |  | N
56215 | RWE Renewables Americas, LLC | 62415 | West of the Pecos Solar | TX | Reeves | WOTP1 | OP | Solar Photovoltaic | PV | IPP Non-CHP | 2 | 100 | 100 | 100 | 12 | 2019 |  | Y | [8 empty] | 52 |  | 130 | Y | [5 empty] | N |  | N
61946 | Prairie State Solar, LLC | 62420 | Prairie State Solar Project | IL | Perry | PSS01 | OP | Solar Photovoltaic | PV | IPP Non-CHP | 2 | 99 | 99 | 99 | 7 | 2021 |  | Y | [8 empty] | 90 |  | 132.3 | Y | [5 empty] | N |  | N
61949 | Assembly Solar I, LLC | 62422 | Assembly Solar Project | MI | Shiawassee | ASP01 | OP | Solar Photovoltaic | PV | IPP Non-CHP | 2 | 50 | 50 | 50 | 12 | 2020 |  | Y | [8 empty] | 90 |  | 72 | Y |  |  |  |  | N | N |  | N
61900 | SR Arlington, LLC | 62436 | SR Arlington I | GA | Early | ARLI | OP | Solar Photovoltaic | PV | IPP Non-CHP | 2 | 20 | 20 | 20 | 12 | 2021 |  | Y | [8 empty] | 0 |  | 29 |  | Y |  |  |  |  | N |  | N
56997 | Marina Energy LLC | 62438 | Heller 400M | NJ | Middlesex | A | OP | Solar Photovoltaic | PV | IPP Non-CHP | 2 | 0.8 | 0.8 | 0.8 | 5 | 2013 |  |  |  | Y | [6 empty] | 220 | 5 | 0.8 | Y | [5 empty] | Y | 0.8 | N
56997 | Marina Energy LLC | 62438 | Heller 400M | NJ | Middlesex | B | OP | Solar Photovoltaic | PV | IPP Non-CHP | 2 | 0.2 | 0.2 | 0.2 | 5 | 2013 |  |  |  | Y | [6 empty] | 220 | 5 | 0.3 | Y | [5 empty] | Y | 0.3 | N
56997 | Marina Energy LLC | 62438 | Heller 400M | NJ | Middlesex | C | OP | Solar Photovoltaic | PV | IPP Non-CHP | 2 | 0.2 | 0.2 | 0.2 | 5 | 2013 |  |  |  | Y | [6 empty] | 220 | 5 | 0.2 | Y | [5 empty] | Y | 0.2 | N
61944 | MN8 Energy LLC | 62439 | Owens Corning | NJ | Camden | A | OP | Solar Photovoltaic | PV | IPP Non-CHP | 2 | 2.8 | 2.8 | 2.8 | 12 | 2016 |  |  |  | Y | [6 empty] | 180 | 30 | 3.4 | Y | [5 empty] | N |  | N
61954 | Techren Solar V LLC | 62440 | Techren Solar V | NV | Clark | TECH5 | OP | Solar Photovoltaic | PV | IPP Non-CHP | 2 | 50 | 50 | 50 | 12 | 2020 |  | Y | [8 empty] | 180 |  | 65.4 | Y | [5 empty] | N |  | N
61893 | Lake Region Community Hybrid, LLC | 62442 | Lake Region Community Hybrid, LLC | MN | Otter Tail | LRCHS | OP | Solar Photovoltaic | PV | IPP Non-CHP | 2 | 0.5 | 0.5 | 0.5 | 12 | 2018 |  |  |  | Y | [6 empty] | 217.4 | 30 | 0.5 | Y | [5 empty] | N |  | N
61944 | MN8 Energy LLC | 62443 | Westminster | VT | Windham | A | OP | Solar Photovoltaic | PV | IPP Non-CHP | 2 | 1.8 | 1.8 | 1.8 | 12 | 2016 |  |  |  | Y | [6 empty] | 180 | 30 | 2.6 | Y | [5 empty] | N |  | Y | 2.6
65411 | Duke Energy Renewables Services | 62448 | Lapetus | TX | Andrews | LAP | OP | Solar Photovoltaic | PV | IPP Non-CHP | 2 | 100 | 100 | 100 | 12 | 2019 |  | Y | [8 empty] | 180 |  | 133 | Y | [5 empty] | N |  | N
61969 | Altorfer Inc. | 62451 | Rantoul Solar | IL | Champaign | RANTL | OP | Solar Photovoltaic | PV | IPP Non-CHP | 2 | 2 | 2 | 2 | 12 | 2016 |  |  |  | Y | [6 empty] | 180 | 25 | 2.2 |  |  | Y |  |  |  | N |  | N
61944 | MN8 Energy LLC | 62454 | Lakewood Cheddar School | NJ | Ocean | 1 | OP | Solar Photovoltaic | PV | IPP Non-CHP | 2 | 1 | 1 | 1 | 1 | 2013 |  |  |  | Y | [6 empty] | 171 | 15 | 1.1 | Y | [5 empty] | Y | 1.1 | N
63647 | Muscle Shoals Solar, LLC | 62462 | Muscle Shoals | AL | Colbert | GEN01 | OP | Solar Photovoltaic | PV | IPP Non-CHP | 2 | 227 | 227 | 227 | 9 | 2021 |  | Y | [8 empty] | 180 |  | 294 |  | Y |  |  |  |  | N |  | N
61219 | Longroad Energy Services LLC | 62463 | Little Bear 3 | CA | Fresno | GEN01 | OP | Solar Photovoltaic | PV | IPP Non-CHP | 2 | 20 | 20 | 20 | 12 | 2020 |  | Y | [8 empty] | 180 | 0 | 27.5 |  | Y |  |  |  |  | Y | 20 | N
61219 | Longroad Energy Services LLC | 62464 | Little Bear 4 | CA | Fresno | GEN01 | OP | Solar Photovoltaic | PV | IPP Non-CHP | 2 | 50 | 50 | 50 | 12 | 2020 |  |  |  | Y | [6 empty] | 180 | 0 | 65.3 |  | Y |  |  |  |  | Y | 50 | N
61219 | Longroad Energy Services LLC | 62465 | Little Bear 5 | CA | Fresno | GEN01 | OP | Solar Photovoltaic | PV | IPP Non-CHP | 2 | 50 | 50 | 50 | 12 | 2020 |  |  |  | Y | [6 empty] | 180 | 0 | 68.9 |  | Y |  |  |  |  | Y | 50 | N
59300 | PNM Resources | 62467 | Vista Solar Energy Center | NM | Valencia | VISTA | OP | Solar Photovoltaic | PV | Electric Utility | 1 | 10 | 10 | 8.2 | 3 | 2019 |  | Y | [8 empty] | 180 | 0 | 12.8 | Y | [5 empty] | N |  | N
13216 | Nashville Electric Service | 62468 | Music City Community Solar | TN | Davidson | MCS01 | OP | Solar Photovoltaic | PV | Electric Utility | 1 | 1.6 | 1.5 | 1.5 | 8 | 2018 |  |  |  | Y | [6 empty] | 180 | 27 | 2 |  | Y |  |  |  |  | N |  | N
62802 | Cove Mountain Solar LLC | 62469 | Cove Mountain Solar | UT | Iron | GEN01 | OP | Solar Photovoltaic | PV | IPP Non-CHP | 2 | 58 | 58 | 58 | 11 | 2020 |  | Y | [8 empty] | 2 |  | 74.3 | N | Y |  |  |  |  | N |  | N
62803 | Cove Mountain Solar 2 LLC | 62470 | Cove Mountain Solar 2 | UT | Iron | GEN01 | OP | Solar Photovoltaic | PV | IPP Non-CHP | 2 | 122 | 122 | 122 | 10 | 2020 |  | Y | [8 empty] | 2 |  | 156.3 |  | Y |  |  |  |  | N |  | N
61194 | Generate Capital | 62471 | Washington St Community Solar Farm #4 | NY | Monroe | 1034 | OP | Solar Photovoltaic | PV | IPP Non-CHP | 2 | 2.5 | 2.5 | 2.5 | 2 | 2020 |  |  |  | Y | [6 empty] | 180 | 25 | 3.4 | Y | [5 empty] | N |  | N
61194 | Generate Capital | 62472 | Washington St Community Solar Farm #1 | NY | Monroe | 617 | OP | Solar Photovoltaic | PV | IPP Non-CHP | 2 | 2.2 | 2.2 | 2.2 | 2 | 2020 |  |  |  | Y | [6 empty] | 180 | 25 | 2.8 | Y | [5 empty] | N |  | N
61194 | Generate Capital | 62473 | Washington St Community Solar Farm #3 | NY | Monroe | 1035 | OP | Solar Photovoltaic | PV | IPP Non-CHP | 2 | 2.5 | 2.5 | 2.5 | 4 | 2020 |  |  |  | Y | [6 empty] | 180 | 25 | 3.4 | Y | [5 empty] | N |  | Y | 2.5
61610 | Delaware River Solar, LLC | 62474 | Gaskill Rd Community Solar Farm CSG | NY | Tioga | 928 | OP | Solar Photovoltaic | PV | IPP Non-CHP | 2 | 5 | 5 | 5 | 12 | 2019 |  |  |  | Y | [6 empty] | 192 | 25 | 6.3 | Y | [5 empty] | N |  | Y | 5
61194 | Generate Capital | 62476 | Big Tree Community Solar Farm | NY | Erie | 607 | OP | Solar Photovoltaic | PV | IPP Non-CHP | 2 | 2 | 2 | 2 | 2 | 2021 |  |  |  | Y | [6 empty] | 180 | 25 | 2.8 | Y | [5 empty] | N |  | Y | 2.8
61610 | Delaware River Solar, LLC | 62477 | Dryden Rd #2 Community Solar Farm CSG | NY | Tompkins | 372 | OP | Solar Photovoltaic | PV | IPP Non-CHP | 2 | 1.3 | 1.3 | 1.3 | 12 | 2019 |  |  |  | Y | [6 empty] | 180 | 25 | 1.7 | Y | [5 empty] | N |  | Y | 1.3
61610 | Delaware River Solar, LLC | 62479 | Woodoak Drive Community Solar Farm CSG | NY | Sullivan | 175 | OP | Solar Photovoltaic | PV | IPP Non-CHP | 2 | 2 | 2 | 2 | 12 | 2019 |  |  |  | Y | [6 empty] | 185 | 25 | 2.7 | Y | [5 empty] | N |  | Y | 2
61194 | Generate Capital | 62480 | Burritt Rd Community Solar Farm | NY | Monroe | 635 | OP | Solar Photovoltaic | PV | IPP Non-CHP | 2 | 2 | 2 | 2 | 2 | 2020 |  |  |  | Y | [6 empty] | 180 | 25 | 2.8 | Y | [5 empty] | N |  | N
62006 | 7X Energy, Inc. | 62483 | Taygete Energy Project LLC | TX | Pecos | PV1 | OP | Solar Photovoltaic | PV | IPP Non-CHP | 2 | 255 | 255 | 255 | 3 | 2021 |  | Y | [8 empty] | 0 | 60 | 344.1 | Y | [5 empty] | N |  | N
9234 | Indiana Municipal Power Agency | 62484 | Crawfordsville 2 Solar Park | IN | Montgomery | SCRA2 | OP | Solar Photovoltaic | PV | Electric Utility | 1 | 7.9 | 7.9 | 6.3 | 12 | 2019 |  | Y | [8 empty] | 180 |  | 10.4 | Y | [5 empty] | N |  | N
9234 | Indiana Municipal Power Agency | 62485 | Crawfordsville 3 Solar Park | IN | Montgomery | SCRA3 | OP | Solar Photovoltaic | PV | Electric Utility | 1 | 4.8 | 4.8 | 3.8 | 12 | 2019 |  | Y | [8 empty] | 180 |  | 6.3 | Y | [5 empty] | N |  | N
62003 | CMR Solar, LLC | 62486 | CMR Solar LLC | NY | Orange | CMRSL | OP | Solar Photovoltaic | PV | IPP Non-CHP | 2 | 2 | 2 | 2 | 5 | 2019 |  |  |  | Y | [6 empty] | 180 | 0 | 2.8 | Y | [5 empty] | N |  | N
62004 | Flowers Solar LLC | 62487 | Flowers Solar LLC | NC | Johnston | FLOW | OP | Solar Photovoltaic | PV | IPP Non-CHP | 2 | 4.3 | 4.3 | 4.3 | 2 | 2019 |  | Y | [8 empty] | 180 | 25 | 5.9 | Y | [5 empty] | N |  | N
6452 | Florida Power & Light Co | 62490 | Echo River Solar | FL | Suwannee | 1 | OP | Solar Photovoltaic | PV | Electric Utility | 1 | 74.5 | 74.5 | 74.5 | 4 | 2020 |  | Y | [8 empty] | 180 |  | 108 | Y | [5 empty] | N |  | N
6452 | Florida Power & Light Co | 62491 | Okeechobee Solar | FL | Okeechobee | 1 | OP | Solar Photovoltaic | PV | Electric Utility | 1 | 74.5 | 74.5 | 74.5 | 4 | 2020 |  |  |  | Y | [6 empty] | 180 | 20 | 111.8 |  | Y |  |  |  |  | N |  | N
6452 | Florida Power & Light Co | 62493 | Southfork Solar | FL | Manatee | 1 | OP | Solar Photovoltaic | PV | Electric Utility | 1 | 74.5 | 74.5 | 74.5 | 4 | 2020 |  | Y | [8 empty] | 180 |  | 108 | Y | [5 empty] | N |  | N
65411 | Duke Energy Renewables Services | 62495 | Palmer Solar | CO | El Paso | 20181 | OP | Solar Photovoltaic | PV | IPP Non-CHP | 2 | 60 | 60 | 60 | 4 | 2020 |  | Y | [8 empty] | 180 |  | 81.5 | Y | [5 empty] | N |  | N
61194 | Generate Capital | 62496 | Telegraph Rd #1 Community Solar Farm | NY | Wyoming | 1268 | OP | Solar Photovoltaic | PV | IPP Non-CHP | 2 | 3.8 | 3.8 | 3.8 | 12 | 2021 |  |  |  | Y | [6 empty] | 180 | 25 | 4.9 | Y | [5 empty] | Y | 2.8 | N
61194 | Generate Capital | 62498 | Telegraph Rd #2 Community Solar Farm | NY | Wyoming | 1413 | OP | Solar Photovoltaic | PV | IPP Non-CHP | 2 | 2 | 2 | 2 | 12 | 2021 |  |  |  | Y | [6 empty] | 180 | 25 | 2.6 | Y | [5 empty] | Y | 2.6 | N
61194 | Generate Capital | 62500 | Route 19 #1 Community Solar Farm | NY | Wyoming | 1258 | OP | Solar Photovoltaic | PV | IPP Non-CHP | 2 | 2 | 2 | 2 | 6 | 2022 |  | Y | [8 empty] | 0 |  | 2.9 | Y | [5 empty] | Y | 2.8 | N
61194 | Generate Capital | 62502 | Route 19 #2 Community Solar Farm | NY | Wyoming | 1415 | OP | Solar Photovoltaic | PV | IPP Non-CHP | 2 | 5 | 5 | 5 | 6 | 2022 |  | Y | [8 empty] | 0 | 0 | 6.6 | Y | [5 empty] | Y | 2.8 | N
60584 | Onyx Asset Services Group | 62503 | Winchendon Landfill Solar | MA | Worcester | 10237 | OP | Solar Photovoltaic | PV | IPP Non-CHP | 2 | 2 | 2 | 2 | 10 | 2018 |  |  |  | Y | [6 empty] | 180 | 25 | 2.7 | Y | [5 empty] | N |  | Y | 2.7
63244 | KSI II Consolidated, LLC | 62504 | Frey Rd #1 Community Solar Farm | NY | Wayne | 1159 | OP | Solar Photovoltaic | PV | IPP Non-CHP | 2 | 2 | 2 | 2 | 12 | 2020 |  |  |  | Y | [6 empty] | 180 | 25 | 2.4 | Y | [5 empty] | N |  | Y | 2.4
64418 | GSEone | 62505 | G.S.E. One LLC | TX | Fannin | 1 | OP | Solar Photovoltaic | PV | IPP Non-CHP | 2 | 83 | 82.5 | 82.5 | 9 | 2021 |  | Y | [8 empty] | 180 |  | 105.2 |  | Y |  |  |  |  | N |  | N
63244 | KSI II Consolidated, LLC | 62507 | County Route 11 Community Solar Farm | NY | Clinton | 1419 | OP | Solar Photovoltaic | PV | IPP Non-CHP | 2 | 4.1 | 4.1 | 4.1 | 12 | 2020 |  |  |  | Y | [6 empty] | 180 | 25 | 5.5 | Y | [5 empty] | N |  | Y | 5.5
63244 | KSI II Consolidated, LLC | 62508 | Furnace Rd Community Solar Farm | NY | Wayne | 1420 | OP | Solar Photovoltaic | PV | IPP Non-CHP | 2 | 3 | 3 | 3 | 12 | 2020 |  |  |  | Y | [6 empty] | 180 | 25 | 4 | Y | [5 empty] | N |  | Y | 4
61194 | Generate Capital | 62517 | Yellow Mills Rd #1 Community Solar Farm | NY | Ontario | 1142 | OP | Solar Photovoltaic | PV | IPP Non-CHP | 2 | 2.3 | 2.3 | 2.3 | 12 | 2022 |  |  |  | Y | [6 empty] | 180 | 25 | 2.6 | Y | [5 empty] | N |  | N
61194 | Generate Capital | 62518 | Yellow Mills Rd #2 Community Solar Farm | NY | Ontario | 1181 | OP | Solar Photovoltaic | PV | IPP Non-CHP | 2 | 2.3 | 2.3 | 2.3 | 12 | 2022 |  |  |  | Y | [6 empty] | 180 | 25 | 2.7 | Y | [5 empty] | N |  | N
61194 | Generate Capital | 62519 | Yellow Mills Rd #3 Community Solar Farm | NY | Ontario | 1244 | OP | Solar Photovoltaic | PV | IPP Non-CHP | 2 | 2.3 | 2.3 | 2.3 | 12 | 2022 |  |  |  | Y | [6 empty] | 180 | 25 | 2.6 | Y | N |  |  |  |  | N |  | N
63244 | KSI II Consolidated, LLC | 62521 | Frey Rd #2 Community Solar Farm | NY | Wayne | 1442 | OP | Solar Photovoltaic | PV | IPP Non-CHP | 2 | 1.4 | 1.4 | 1.4 | 12 | 2020 |  |  |  | Y | [6 empty] | 180 | 25 | 2 | Y | [5 empty] | N |  | Y | 2
63244 | KSI II Consolidated, LLC | 62524 | Route 22 Community Solar Farm CSG | NY | Clinton | 1444 | OP | Solar Photovoltaic | PV | IPP Non-CHP | 2 | 3.7 | 3.7 | 3.7 | 10 | 2021 |  | N |  | Y | [6 empty] | 180 | 25 | 5 | Y | [5 empty] | N |  | Y | 3.7
61194 | Generate Capital | 62525 | Villa Roma Rd #1 | NY | Sullivan | 40 | OP | Solar Photovoltaic | PV | IPP Non-CHP | 2 | 2 | 2 | 2 | 2 | 2020 |  |  |  | Y | [6 empty] | 194 | 20 | 2.4 | Y | [5 empty] | N |  | N
61194 | Generate Capital | 62526 | Villa Roma Rd #2 | NY | Sullivan | 41 | OP | Solar Photovoltaic | PV | IPP Non-CHP | 2 | 2 | 2 | 2 | 2 | 2020 |  |  |  | Y | [6 empty] | 194 | 20 | 2.3 | Y | [5 empty] | N |  | N
61610 | Delaware River Solar, LLC | 62527 | Villa Roma Rd #3 CSG | NY | Sullivan | 390 | OP | Solar Photovoltaic | PV | IPP Non-CHP | 2 | 2 | 2 | 2 | 12 | 2019 |  |  |  | Y | [6 empty] | 194 | 20 | 2.3 | Y | [5 empty] | N |  | Y | 2
61610 | Delaware River Solar, LLC | 62528 | Villa Roma Rd #4 CSG | NY | Sullivan | 391 | OP | Solar Photovoltaic | PV | IPP Non-CHP | 2 | 2 | 2 | 2 | 12 | 2019 |  |  |  | Y | [6 empty] | 194 | 20 | 2.3 | Y | [5 empty] | N |  | Y | 2
62630 | NY Mooers I, LLC | 62530 | Boas Rd #1 Community Solar Farm | NY | Clinton | 496 | OP | Solar Photovoltaic | PV | IPP Non-CHP | 2 | 2 | 2 | 2 | 8 | 2019 |  |  |  | Y | [6 empty] | 180 | 25 | 2.9 | Y | [5 empty] | N |  | N
62631 | NY Mooers II, LLC | 62531 | Boas Rd #2 Community Solar Farm | NY | Clinton | 1010 | OP | Solar Photovoltaic | PV | IPP Non-CHP | 2 | 2 | 2 | 2 | 8 | 2019 |  |  |  | Y | [6 empty] | 180 | 25 | 2.8 | Y | [5 empty] | N |  | N
62632 | NY Mooers III, LLC | 62532 | Boas Rd #3 Community Solar Farm | NY | Clinton | 1011 | OP | Solar Photovoltaic | PV | IPP Non-CHP | 2 | 2 | 2 | 2 | 8 | 2019 |  |  |  | Y | [6 empty] | 180 | 25 | 2.8 | Y | [5 empty] | N |  | N
61194 | Generate Capital | 62533 | Boas Rd #4 Community Solar Farm | NY | Clinton | 1023 | OP | Solar Photovoltaic | PV | IPP Non-CHP | 2 | 2 | 2 | 2 | 2 | 2020 |  |  |  | Y | [6 empty] | 180 | 25 | 2.8 | Y | [5 empty] | N |  | N
62035 | MSC-Scott01 LLC | 62535 | MSC-Scott01 LLC | MN | Scott | 52737 | OP | Solar Photovoltaic | PV | IPP Non-CHP | 2 | 1 | 1 | 1 | 8 | 2019 |  | Y | [8 empty] | 0 | 60 | 1.5 | Y | [5 empty] | N |  | N
62038 | MSC-Chisago01 LLC | 62536 | MSC-Chisago01 LLC CSG | MN | Chisago | 52739 | OP | Solar Photovoltaic | PV | IPP Non-CHP | 2 | 1 | 1 | 1 | 7 | 2019 |  | Y |  | N | [6 empty] | 180 | 0 | 1.4 | Y |  |  |  |  | N | X |  | Y | 1.4
62039 | MSC-Rice01 LLC | 62537 | MSC-Rice01 LLC CSG | MN | Rice | 52738 | OP | Solar Photovoltaic | PV | IPP Non-CHP | 2 | 1 | 1 | 1 | 7 | 2019 |  | Y | [8 empty] | 180 |  | 1.5 | Y | [5 empty] | N |  | Y | 1
62037 | MSC-Chisago02 LLC | 62538 | MSC-Chisago02 LLC | MN | Chisago | 52740 | OP | Solar Photovoltaic | PV | IPP Non-CHP | 2 | 1 | 1 | 1 | 8 | 2019 |  | Y | [8 empty] | 0 | 60 | 1.5 | Y | [5 empty] | N |  | N
62041 | HCE Moore I, LLC | 62539 | HCE Moore I | NC | Moore | PGR02 | OP | Solar Photovoltaic | PV | IPP Non-CHP | 2 | 2 | 2 | 2 | 12 | 2018 |  |  |  | Y | [6 empty] | 180 | 20 | 2.3 | Y |  |  |  |  | N | N |  | N
62040 | Three Bridge Farm, LLC | 62540 | Three Bridge | NC | Robeson | PGR01 | OP | Solar Photovoltaic | PV | IPP Non-CHP | 2 | 2 | 2 | 2 | 12 | 2018 |  |  |  | Y | [6 empty] | 180 | 20 | 2.6 | Y | [5 empty] | N |  | N
6455 | Duke Energy Florida, LLC | 62541 | Lake Placid Solar Power Plant | FL | Highlands | PV1 | OP | Solar Photovoltaic | PV | Electric Utility | 1 | 45 | 45 | 45 | 12 | 2019 |  | Y | [8 empty] | 180 | 0 | 63 | Y | [5 empty] | N |  | N
6455 | Duke Energy Florida, LLC | 62542 | Debary Solar Power Plant | FL | Volusia | PV1 | OP | Solar Photovoltaic | PV | Electric Utility | 1 | 74.5 | 74.5 | 74.5 | 5 | 2020 |  |  |  | Y | [6 empty] | 180 | 0 | 102.5 | Y | [5 empty] | N |  | N
6455 | Duke Energy Florida, LLC | 62543 | Trenton Solar Power Plant | FL | Gilchrist | PV1 | OP | Solar Photovoltaic | PV | Electric Utility | 1 | 74.9 | 74.9 | 74.9 | 12 | 2019 |  | Y | [8 empty] | 180 | 0 | 104.9 | Y | [5 empty] | N |  | N
58468 | Dominion Renewable Energy | 62544 | Wilkinson Solar LLC | NC | Beaufort | GEN1 | OP | Solar Photovoltaic | PV | IPP Non-CHP | 2 | 80.6 | 80.6 | 80.6 | 12 | 2019 |  | Y | [8 empty] | 172.7 |  | 95.9 | Y | [5 empty] | N |  | N
60025 | Greenbacker Renewable Energy Corporation | 62545 | Renew Solar ABC Sacramento LLC | CA | Sacramento | SACRA | OP | Solar Photovoltaic | PV | IPP Non-CHP | 2 | 1.7 | 1.7 | 1.7 | 11 | 2020 |  |  |  | Y | [6 empty] | 180 | 52 | 2.3 | Y | [5 empty] | Y | 2.3 | N
62049 | Aquamarine Westside LLC | 62547 | Aquamarine | CA | Kings | AQUAM | OP | Solar Photovoltaic | PV | IPP Non-CHP | 2 | 250 | 250 | 250 | 9 | 2021 |  | Y | [8 empty] | 180 | 0 | 325 | Y | [5 empty] | N |  | N
62052 | Kearsarge Johnstown 1 LLC | 62549 | Kearsarge Johnstown 1 CSG | NY | Fulton | JOHNN | OP | Solar Photovoltaic | PV | IPP Non-CHP | 2 | 1.5 | 1.5 | 1.5 | 12 | 2018 |  |  |  | Y | [6 empty] | 180 | 25 | 2 | Y | [5 empty] | N |  | Y | 2
62053 | Kearsarge GB LLC | 62550 | Kearsarge GB | MA | Berkshire | GB123 | OP | Solar Photovoltaic | PV | IPP Non-CHP | 2 | 1.9 | 1.9 | 1.9 | 8 | 2018 |  |  |  | Y | [6 empty] | 180 | 25 | 2.7 | Y | [5 empty] | N |  | Y | 2.7
62054 | Kearsarge SKSC1 LLC | 62551 | Kearsarge SKSC1 LLC | RI | Washington | SKSC1 | OP | Solar Photovoltaic | PV | IPP Non-CHP | 2 | 3.8 | 3.8 | 3.8 | 10 | 2018 |  |  |  | Y | [6 empty] | 180 | 15 | 4.7 | Y | [5 empty] | Y | 4.7 | N
62055 | Kearsarge Uxbridge LLC | 62552 | Kearsarge Uxbridge | MA | Worcester | UX680 | OP | Solar Photovoltaic | PV | IPP Non-CHP | 2 | 1.9 | 1.9 | 1.9 | 9 | 2018 |  |  |  | Y | [6 empty] | 180 | 22 | 2.7 | Y | [5 empty] | Y | 2.7 | N
62056 | Kearsarge Johnstown 2 LLC | 62556 | Kearsarge Johnstown 2 CSG | NY | Fulton | JOHNS | OP | Solar Photovoltaic | PV | IPP Non-CHP | 2 | 2 | 2 | 2 | 12 | 2018 |  |  |  | Y | [6 empty] | 180 | 25 | 2.8 | Y | [5 empty] | N |  | Y | 2.8
62057 | Kearsarge Montague LLC | 62557 | Kearsarge Montague | MA | Franklin | MONTA | OP | Solar Photovoltaic | PV | IPP Non-CHP | 2 | 4 | 4 | 4 | 6 | 2018 |  |  |  | Y | [6 empty] | 180 | 25 | 6 | Y | [5 empty] | Y | 6 | N
62058 | Kearsarge SKSC2 LLC | 62558 | Kearsarge SKSC2 LLC | RI | Washington | SKSC2 | OP | Solar Photovoltaic | PV | IPP Non-CHP | 2 | 3.1 | 3.1 | 3.1 | 10 | 2018 |  |  |  | Y | [6 empty] | 180 | 25 | 4.6 | Y | [5 empty] | Y | 4.6 | N
62059 | Kearsarge Wilmington LLC | 62559 | Kearsarge Wilmington | MA | Middlesex | WILM1 | OP | Solar Photovoltaic | PV | IPP Non-CHP | 2 | 1.6 | 1.6 | 1.6 | 12 | 2017 |  |  |  | Y | [6 empty] | 153 | 10 | 2.2 | Y | [5 empty] | Y | 2.2 | N
62051 | Airport Solar LLC | 62560 | Airport Solar | OR | Lake | APS | OP | Solar Photovoltaic | PV | IPP Non-CHP | 2 | 47.3 | 47.3 | 47.3 | 12 | 2019 |  | Y | [7 empty] | N | 90 |  | 61 | Y | N |  |  |  |  | N |  | N
62047 | Roadrunner Solar, LLC | 62561 | Roadrunner, LLC Hybrid | TX | Upton | RODR1 | OP | Solar Photovoltaic | PV | IPP Non-CHP | 2 | 200 | 200 | 200 | 8 | 2020 |  | Y |  | N | [6 empty] | 180 | 0 | 248.5 | Y | [5 empty] | N |  | N
62047 | Roadrunner Solar, LLC | 62561 | Roadrunner, LLC Hybrid | TX | Upton | RODR2 | OP | Solar Photovoltaic | PV | IPP Non-CHP | 2 | 200 | 200 | 200 | 8 | 2020 |  | Y |  | N | [6 empty] | 180 | 0 | 248.5 | Y | [5 empty] | N |  | N
62062 | GD Richmond Buttonwoods I, LLC | 62567 | GD Richmond Buttonwoods I, LLC | RI | Washington | GDBUT | OP | Solar Photovoltaic | PV | IPP Non-CHP | 2 | 1.3 | 1.3 | 1.3 | 1 | 2020 |  |  |  | Y | [6 empty] | 180 | 25 | 1.6 | Y | [5 empty] | N |  | Y | 1.3
62061 | GD West Greenwich Victory I, LLC | 62568 | GD West Greenwich Victory I, LLC | RI | Kent | GDVIC | OP | Solar Photovoltaic | PV | IPP Non-CHP | 2 | 1.8 | 1.8 | 1.8 | 1 | 2020 |  |  |  | Y | [6 empty] | 180 | 25 | 2.2 | Y | [5 empty] | N |  | Y | 1.8
62067 | EnterSolar | 62578 | Preferred Freezer San Leandro | CA | Alameda | SLPV1 | OP | Solar Photovoltaic | PV | Commercial Non-CHP | 4 | 2 | 2 | 2 | 7 | 2017 |  |  |  | Y | [6 empty] | 228 | 5 | 2.6 | Y | [5 empty] | Y | 2.6 | N
62070 | Plainfield Solar LLC | 62579 | Plainfield Community Solar LLC | MA | Hampshire | 2999 | OP | Solar Photovoltaic | PV | IPP Non-CHP | 2 | 2 | 2 | 2 | 2 | 2019 |  | Y | [8 empty] | 180 |  | 2.7 | Y | [5 empty] | N |  | Y | 2.7
62071 | Route 14A CDG Solar North and South, LLC | 62580 | Route 14A CDG Solar North and South LLC | NY | Ontario | 6081 | OP | Solar Photovoltaic | PV | IPP Non-CHP | 2 | 4 | 4 | 3.3 | 12 | 2018 |  |  |  | Y | [6 empty] | 180 | 25 | 5.2 | Y | [5 empty] | N |  | Y | 5.2
59254 | NuGen Capital Management | 62581 | Tolland Solar NG LLC | MA | Hampden | 3011 | OP | Solar Photovoltaic | PV | IPP Non-CHP | 2 | 3.5 | 3.5 | 3.5 | 10 | 2014 |  |  |  | Y | [6 empty] | 180 | 20 | 4 | Y | [5 empty] | N |  | Y | 4
62072 | Newfield Solar LLC | 62582 | Newfield Community Solar LLC | NY | Tompkins | 5216 | OP | Solar Photovoltaic | PV | IPP Non-CHP | 2 | 6 | 6 | 5.3 | 1 | 2019 |  | Y |  | Y | [6 empty] | 180 | 20 | 7.5 | Y | [5 empty] | N |  | N
62072 | Newfield Solar LLC | 62582 | Newfield Community Solar LLC | NY | Tompkins | 5465 | OP | Solar Photovoltaic | PV | IPP Non-CHP | 2 | 2 | 2 | 1.8 | 1 | 2019 |  |  |  | Y | [6 empty] | 180 | 20 | 2.5 | Y | [5 empty] | N |  | N
62072 | Newfield Solar LLC | 62582 | Newfield Community Solar LLC | NY | Tompkins | 5466 | OP | Solar Photovoltaic | PV | IPP Non-CHP | 2 | 2 | 2 | 1.8 | 1 | 2019 |  |  |  | Y | [6 empty] | 180 | 20 | 2.5 | Y | [5 empty] | N |  | N
62072 | Newfield Solar LLC | 62582 | Newfield Community Solar LLC | NY | Tompkins | 5467 | OP | Solar Photovoltaic | PV | IPP Non-CHP | 2 | 2 | 2 | 1.8 | 1 | 2019 |  |  |  | Y | [6 empty] | 180 | 20 | 2.5 | Y | [5 empty] | N |  | N
62073 | Tanglewood Circle Solar 1 LLC | 62583 | Tanglewood Circle Solar 1 LLC | MA | Berkshire | 5823 | OP | Solar Photovoltaic | PV | IPP Non-CHP | 2 | 5 | 5 | 4.3 | 11 | 2018 |  |  |  | Y | [6 empty] | 177 | 20 | 6 | Y | [5 empty] | Y | 6 | N
61910 | Quitman Solar, LLC | 62584 | Quitman Solar | GA | Brooks | QUITM | OP | Solar Photovoltaic | PV | IPP Non-CHP | 2 | 150 | 150 | 150 | 12 | 2019 |  | Y | [8 empty] | 180 |  | 225 | Y | [5 empty] | N |  | N
62084 | DG Florham Park Solar LLC | 62586 | DG Florham Park Solar LLC | NJ | Morris | BASF | OP | Solar Photovoltaic | PV | IPP Non-CHP | 2 | 2 | 2 | 2 | 10 | 2019 |  |  |  | Y | [6 empty] | 158 | 33 | 2.6 | Y | [5 empty] | Y | 2.6 | N
61677 | Sol Systems | 62594 | Ruff Solar LLC | NC | Rutherford | 11625 | OP | Solar Photovoltaic | PV | IPP Non-CHP | 2 | 22 | 22 | 22 | 7 | 2020 |  | Y | [8 empty] | 180 |  | 32 | Y | [5 empty] | N |  | N
61677 | Sol Systems | 62595 | Wendell Solar Farm LLC | NC | Johnston | 10424 | OP | Solar Photovoltaic | PV | IPP Non-CHP | 2 | 5 | 5 | 5 | 9 | 2019 |  | Y | [8 empty] | 180 | 20 | 6.3 | Y | [5 empty] | N |  | N
61677 | Sol Systems | 62596 | Sabattus Solar LLC | NC | Nash | 11999 | OP | Solar Photovoltaic | PV | IPP Non-CHP | 2 | 5 | 5 | 5 | 11 | 2019 |  |  |  | Y | [6 empty] | 180 | 20 | 7.1 | Y | [5 empty] | N |  | N
59300 | PNM Resources | 62597 | Rio De Oro Solar Energy Center | NM | Valencia | RDO | OP | Solar Photovoltaic | PV | Electric Utility | 1 | 10 | 10 | 8.2 | 6 | 2019 |  | Y | [8 empty] | 180 | 0 | 12.5 | Y | [5 empty] | N |  | N
62095 | Connell East LLC. | 62598 | Connell East LLC | NJ | Union | LOREA | OP | Solar Photovoltaic | PV | Commercial Non-CHP | 4 | 1.4 | 1.4 | 1.4 | 1 | 2013 |  |  |  | Y | [6 empty] | 39 | 11 | 1.5 | Y | [5 empty] | Y | 1.5 | N
64778 | Strata Manager, LLC | 62600 | Cookstown | NC | Wayne | COOKS | OP | Solar Photovoltaic | PV | IPP Non-CHP | 2 | 5 | 5 | 5 | 2 | 2019 |  |  | Y | [9 empty] | 6.8 | Y | [5 empty] | N |  | N
64778 | Strata Manager, LLC | 62601 | Changeup | NC | Randolph | CHANG | OP | Solar Photovoltaic | PV | IPP Non-CHP | 2 | 2 | 2 | 2 | 3 | 2019 |  |  | Y | [9 empty] | 2.7 | Y | [5 empty] | N |  | N
64778 | Strata Manager, LLC | 62602 | Starr | NC | Sampson | STARR | OP | Solar Photovoltaic | PV | IPP Non-CHP | 2 | 5 | 4.9 | 4.9 | 3 | 2019 |  | N | Y | [9 empty] | 7.1 | Y | [5 empty] | N |  | N
64778 | Strata Manager, LLC | 62603 | Badger | NC | Jones | BADGE | OP | Solar Photovoltaic | PV | IPP Non-CHP | 2 | 5 | 5 | 5 | 3 | 2019 |  | Y | [8 empty] | 180 |  | 7 | Y | [5 empty] | N |  | N
60571 | AEP Onsite Partners, LLC | 62607 | Bloomfield Municipal Utilities Solar | IA | Davis | PV | OP | Solar Photovoltaic | PV | IPP Non-CHP | 2 | 1.6 | 1.6 | 1.6 | 4 | 2019 |  | Y | [8 empty] | 0 | 0 | 1.8 | Y | [5 empty] | N |  | N
16604 | City of San Antonio - (TX) | 62610 | Commerce Solar | TX | Bexar | PV1 | OP | Solar Photovoltaic | PV | Electric Utility | 1 | 5 | 5 | 5 | 12 | 2019 |  | Y |  | N | N | [5 empty] | 52 | 52 | 5.9 | Y | [5 empty] | N |  | N
62028 | PFMG Solar Grossmont Helix LLC | 62611 | PFMG Solar Grossmont Helix LLC | CA | San Diego | HELIX | OP | Solar Photovoltaic | PV | IPP Non-CHP | 2 | 1.2 | 1.2 | 1.2 | 5 | 2018 |  |  |  | Y | [6 empty] | 236 | 5 | 1.4 | Y | [5 empty] | N |  | N
62067 | EnterSolar | 62612 | USAA Black Bear Energy | NJ | Middlesex | USBC1 | OP | Solar Photovoltaic | PV | IPP Non-CHP | 2 | 1.9 | 1.9 | 1.9 | 11 | 2018 |  |  |  | Y | [6 empty] | 176 | 10 | 2.5 | Y | [5 empty] | Y | 2.5 | N
62067 | EnterSolar | 62613 | CBP Solar | NY | Westchester | CBPB1 | OP | Solar Photovoltaic | PV | IPP Non-CHP | 2 | 1.8 | 1.8 | 1.8 | 12 | 2018 |  |  |  | Y | [6 empty] | 141 | 35 | 2.4 | Y | [5 empty] | Y | 2.4 | N
62067 | EnterSolar | 62614 | Kinder Morgan Fordham | NY | Richmond | KMFO1 | OP | Solar Photovoltaic | PV | IPP Non-CHP | 2 | 1.7 | 1.7 | 1.7 | 6 | 2018 |  |  |  | Y | [6 empty] | 180 | 30 | 3.1 | Y | [5 empty] | Y | 3.1 | N
62067 | EnterSolar | 62615 | ALDI DC 2 | CT | Hartford | ADC2 | OP | Solar Photovoltaic | PV | IPP Non-CHP | 2 | 1.2 | 1.2 | 1.2 | 2 | 2018 |  |  |  | Y | [6 empty] | 202.6 | 10 | 1.5 | Y | [5 empty] | Y | 1.5 | N
62067 | EnterSolar | 62616 | CCG Marketing | NJ | Essex | CCGWC | OP | Solar Photovoltaic | PV | IPP Non-CHP | 2 | 1.5 | 1.5 | 1.5 | 7 | 2018 |  |  |  | Y | [6 empty] | 212 | 5 | 2 | Y | [5 empty] | Y | 2 | N
62109 | Searcy Solar, LLC | 62617 | Searcy Solar Hybrid | AR | White | SEARC | OP | Solar Photovoltaic | PV | Electric Utility | 1 | 100 | 100 | 100 | 1 | 2022 |  | Y | [8 empty] | 90 |  | 145.2 | Y | [5 empty] | N |  | N
64778 | Strata Manager, LLC | 62621 | Achilles Solar | NC | Montgomery | ACHIL | OP | Solar Photovoltaic | PV | IPP Non-CHP | 2 | 5 | 4.9 | 4.9 | 2 | 2019 |  | Y | [8 empty] | 180 |  | 7.1 | Y | [5 empty] | N |  | N
64778 | Strata Manager, LLC | 62623 | Arborgate Solar | NC | Chatham | ARBOR | OP | Solar Photovoltaic | PV | IPP Non-CHP | 2 | 5 | 5 | 5 | 2 | 2019 |  | Y | [8 empty] | 180 |  | 7 | Y | [5 empty] | N |  | N
64778 | Strata Manager, LLC | 62627 | Wadesboro 4 | NC | Anson | WADE4 | OP | Solar Photovoltaic | PV | IPP Non-CHP | 2 | 2.2 | 1.9 | 1.9 | 2 | 2019 |  | Y | [8 empty] | 45 |  | 2.7 | Y | [5 empty] | N |  | N
60584 | Onyx Asset Services Group | 62628 | APG Old Bayside | MD | Harford | 10115 | OP | Solar Photovoltaic | PV | IPP Non-CHP | 2 | 1.7 | 1.7 | 1.7 | 10 | 2018 |  |  |  | Y | [6 empty] | 180 | 22 | 2.4 | Y | [5 empty] | Y | 2.4 | N
60584 | Onyx Asset Services Group | 62629 | APG New Chesapeake | MD | Harford | 10115 | OP | Solar Photovoltaic | PV | IPP Non-CHP | 2 | 2.3 | 2.3 | 2.3 | 10 | 2018 |  |  |  | Y | [6 empty] | 180 | 22 | 3.3 | Y | [5 empty] | Y | 3.3 | N
6452 | Florida Power & Light Co | 62631 | Blue Heron Solar | FL | Hendry | 1 | OP | Solar Photovoltaic | PV | Electric Utility | 1 | 74.5 | 74.5 | 74.5 | 1 | 2020 |  |  |  | Y | [6 empty] | 195 | 20 | 114.8 | Y | [5 empty] | N |  | N
6452 | Florida Power & Light Co | 62632 | Cattle Ranch | FL | DeSoto | 1 | OP | Solar Photovoltaic | PV | Electric Utility | 1 | 74.5 | 74.5 | 74.5 | 1 | 2020 |  | Y | [8 empty] | 180 |  | 94.3 | Y | [5 empty] | N |  | N
6452 | Florida Power & Light Co | 62633 | Twin Lakes | FL | Putnam | 1 | OP | Solar Photovoltaic | PV | Electric Utility | 1 | 74.5 | 74.5 | 74.5 | 1 | 2020 |  | Y | [8 empty] | 180 |  | 95.1 | Y | [5 empty] | N |  | N
6452 | Florida Power & Light Co | 62634 | Babcock Preserve | FL | Charlotte | 1 | OP | Solar Photovoltaic | PV | Electric Utility | 1 | 74.5 | 74.5 | 74.5 | 1 | 2020 |  |  |  | Y | [6 empty] | 180 | 20 | 114.7 | Y | [5 empty] | N |  | N
63423 | NVSS-II | 62636 | NVSS-II | NV | Nye | NVSS2 | OP | Solar Photovoltaic | PV | IPP Non-CHP | 2 | 15 | 15 | 14.5 | 2 | 2017 |  |  |  | Y | [6 empty] | 180 | 30 | 17.5 | Y | [5 empty] | N |  | N
56990 | NJR Clean Energy Ventures Corporation | 62637 | Milford Solar Farm (NJ) LLC | NJ | Hunterdon | MILFD | OP | Solar Photovoltaic | PV | IPP Non-CHP | 2 | 7.5 | 7.5 | 7.5 | 9 | 2019 |  |  |  | Y | [6 empty] | 191 | 15 | 8.9 | Y | [5 empty] | N |  | N
56990 | NJR Clean Energy Ventures Corporation | 62638 | McCullough Road Solar Farm | NJ | Warren | WASHG | OP | Solar Photovoltaic | PV | IPP Non-CHP | 2 | 8.8 | 8.8 | 8.8 | 6 | 2019 |  |  |  | Y | [6 empty] | 180 | 23 | 10 | Y | [5 empty] | N |  | N
60584 | Onyx Asset Services Group | 62639 | Manchester Community College East | CT | Hartford | 10307 | OP | Solar Photovoltaic | PV | IPP Non-CHP | 2 | 1 | 1 | 1 | 10 | 2018 |  |  |  | Y | [6 empty] | 180 | 25 | 1.4 | Y | [5 empty] | Y | 1.4 | N
60584 | Onyx Asset Services Group | 62640 | Manchester Community College North | CT | Hartford | 10308 | OP | Solar Photovoltaic | PV | IPP Non-CHP | 2 | 1 | 1 | 1 | 10 | 2018 |  |  |  | Y | [6 empty] | 180 | 25 | 1.4 | Y | [5 empty] | Y | 1.3 | N
62083 | Arizona State University FDM | 62643 | AZ State University - Tempe Campus Solar | AZ | Maricopa | 20794 | OP | Solar Photovoltaic | PV | Commercial Non-CHP | 4 | 0.2 | 0.2 | 0.2 | 12 | 2013 |  |  |  | Y | [6 empty] | 180 | 8 | 0.2 | Y | [5 empty] | N |  | N
62083 | Arizona State University FDM | 62643 | AZ State University - Tempe Campus Solar | AZ | Maricopa | 20799 | OA | Solar Photovoltaic | PV | Commercial Non-CHP | 4 | 0.1 | 0.1 | 0.1 | 12 | 2013 |  |  |  | Y | [6 empty] | 180 | 10 | 0.1 | Y | [5 empty] | N |  | N
62083 | Arizona State University FDM | 62643 | AZ State University - Tempe Campus Solar | AZ | Maricopa | 20971 | OP | Solar Photovoltaic | PV | Commercial Non-CHP | 4 | 0.2 | 0.2 | 0.2 | 12 | 2013 |  |  |  | Y | [6 empty] | 180 | 8 | 0.3 | Y | [5 empty] | N |  | N
62083 | Arizona State University FDM | 62643 | AZ State University - Tempe Campus Solar | AZ | Maricopa | 20974 | OP | Solar Photovoltaic | PV | Commercial Non-CHP | 4 | 0.1 | 0.1 | 0.1 | 12 | 2013 |  |  |  | Y | [6 empty] | 180 | 10 | 0.2 | Y | [5 empty] | N |  | N
62083 | Arizona State University FDM | 62643 | AZ State University - Tempe Campus Solar | AZ | Maricopa | 20975 | OP | Solar Photovoltaic | PV | Commercial Non-CHP | 4 | 0.1 | 0.1 | 0.1 | 12 | 2003 |  |  |  | Y | [6 empty] | 180 | 5 | 0.1 | Y | [5 empty] | N |  | N
62083 | Arizona State University FDM | 62643 | AZ State University - Tempe Campus Solar | AZ | Maricopa | 3365A | OA | Solar Photovoltaic | PV | Commercial Non-CHP | 4 | 0.1 | 0.1 | 0.1 | 1 | 2009 |  |  |  | Y | [6 empty] | 180 | 10 | 0.1 | Y | [5 empty] | N |  | N
62083 | Arizona State University FDM | 62643 | AZ State University - Tempe Campus Solar | AZ | Maricopa | 3365B | OA | Solar Photovoltaic | PV | Commercial Non-CHP | 4 | 0.1 | 0.1 | 0.1 | 1 | 2009 |  |  |  | Y | [6 empty] | 180 | 10 | 0.1 | Y | [5 empty] | N |  | N
62083 | Arizona State University FDM | 62643 | AZ State University - Tempe Campus Solar | AZ | Maricopa | 3384 | OP | Solar Photovoltaic | PV | Commercial Non-CHP | 4 | 0.7 | 0.7 | 0.7 | 2 | 2009 |  | Y | [8 empty] | 180 | 1 | 0.9 | Y | [5 empty] | N |  | N
62083 | Arizona State University FDM | 62643 | AZ State University - Tempe Campus Solar | AZ | Maricopa | 3385 | OP | Solar Photovoltaic | PV | Commercial Non-CHP | 4 | 0.6 | 0.6 | 0.6 | 12 | 2008 |  | Y | [8 empty] | 180 | 1 | 0.7 | Y | [5 empty] | N |  | N
62083 | Arizona State University FDM | 62643 | AZ State University - Tempe Campus Solar | AZ | Maricopa | 4202 | OP | Solar Photovoltaic | PV | Commercial Non-CHP | 4 | 0.1 | 0.1 | 0.1 | 4 | 2009 |  |  |  | Y | [6 empty] | 180 | 20 | 0.1 |  | Y |  |  |  |  | N |  | N
62083 | Arizona State University FDM | 62643 | AZ State University - Tempe Campus Solar | AZ | Maricopa | 91001 | OP | Solar Photovoltaic | PV | Commercial Non-CHP | 4 | 0.1 | 0.1 | 0.1 | 8 | 2018 |  |  |  | Y | [6 empty] | 180 | 5 | 0.1 |  | Y |  |  |  |  | N |  | N
6452 | Florida Power & Light Co | 62645 | Northern Preserve Solar | FL | Baker | 1 | OP | Solar Photovoltaic | PV | Electric Utility | 1 | 74.5 | 74.5 | 74.5 | 1 | 2020 |  |  |  | Y | [6 empty] | 195 | 20 | 98.4 | Y | [5 empty] | N |  | N
63359 | REA Investments, LLC | 62646 | Washburn Road Solar | MA | Bristol | WASHB | OP | Solar Photovoltaic | PV | IPP Non-CHP | 2 | 1.9 | 2 | 2 | 10 | 2019 |  |  |  | Y | [6 empty] | 180 | 25 | 2.8 | Y | [5 empty] | N |  | N
61012 | AES Distributed Energy | 62649 | SFDK Solar | CA | Solano | SFDK | OP | Solar Photovoltaic | PV | IPP Non-CHP | 2 | 6.3 | 6.3 | 6.3 | 12 | 2019 |  |  |  | Y | [6 empty] | 9 | 5 | 7.7 | Y | [5 empty] | Y | 6.3 | N
61187 | DG Minnesota CSG, LLC | 62651 | Haven Solar Project CSG | MN | Sherburne | HAVEN | OP | Solar Photovoltaic | PV | IPP Non-CHP | 2 | 3 | 3 | 3 | 7 | 2019 |  |  |  | Y | [6 empty] | 180 | 52 | 4.2 | Y | [5 empty] | N |  | Y | 4.2
63359 | REA Investments, LLC | 62652 | Happy Hollow CSG Hybrid | MA | Worcester | HHPV | OP | Solar Photovoltaic | PV | IPP Non-CHP | 2 | 5 | 5 | 5 | 10 | 2019 |  |  |  | Y | [6 empty] | 180 | 25 | 7.1 | Y | [5 empty] | N |  | Y | 7.1
62131 | HL Solar LLC | 62655 | HL Solar | CA | Lassen | HLS | OP | Solar Photovoltaic | PV | IPP Non-CHP | 2 | 7.6 | 7.6 | 7.6 | 6 | 2019 |  | Y | [8 empty] | 180 |  | 9.3 | Y | [5 empty] | N |  | N
62134 | Hunter Solar LLC | 62656 | Hunter Solar LLC (UT) | UT | Emery | HUSOL | OP | Solar Photovoltaic | PV | IPP Non-CHP | 2 | 100 | 100 | 100 | 3 | 2021 |  | Y | [8 empty] | 90 |  | 130 | Y |  |  | N |  | N | N |  | N
62132 | DWW Solar ll LLC | 62657 | DWW Solar ll | CT | Hartford | DWWS | OP | Solar Photovoltaic | PV | IPP Non-CHP | 2 | 36.9 | 36.9 | 36.9 | 12 | 2019 |  |  |  | Y | [5 empty] | N | 180 | 20 | 49.5 | Y | [5 empty] | N |  | N
63184 | CI-II Mitchell Holding LLC | 62659 | Pecan Grove Solar, LLC | NC | Craven | 1081 | OP | Solar Photovoltaic | PV | IPP Non-CHP | 2 | 5 | 5 | 5 | 11 | 2019 |  | Y | [8 empty] | 180 |  | 6.7 |  | Y |  |  |  |  | N |  | N
63184 | CI-II Mitchell Holding LLC | 62660 | 1025 Traveller Solar, LLC | NC | Lee | 1025 | OP | Solar Photovoltaic | PV | IPP Non-CHP | 2 | 5 | 5 | 5 | 11 | 2019 |  | Y | [8 empty] | 180 |  | 6.7 |  | Y |  |  |  |  | N |  | N
63184 | CI-II Mitchell Holding LLC | 62661 | 1047 Little Mountain Solar, LLC | NC | Yadkin | 1047 | OP | Solar Photovoltaic | PV | IPP Non-CHP | 2 | 3 | 3 | 3 | 11 | 2019 |  | Y | [8 empty] | 180 |  | 4 |  | Y |  |  |  |  | N |  | N
63184 | CI-II Mitchell Holding LLC | 62662 | Ennis Solar, LLC | NC | Harnett | 22503 | OP | Solar Photovoltaic | PV | IPP Non-CHP | 2 | 5 | 5 | 5 | 11 | 2019 |  | Y | [8 empty] | 180 |  | 6.1 |  | Y |  |  |  |  | N |  | N
63249 | Terraform Arcadia | 62663 | Gilcrest Solar | CO | Weld | SO390 | OP | Solar Photovoltaic | PV | IPP Non-CHP | 2 | 1.5 | 1.5 | 1.5 | 8 | 2018 |  | Y | [8 empty] | 180 |  | 2 | Y | [5 empty] | Y | 2 | N
63249 | Terraform Arcadia | 62664 | Quincy Solar | CO | Arapahoe | SO393 | OP | Solar Photovoltaic | PV | IPP Non-CHP | 2 | 1.5 | 1.5 | 1.5 | 9 | 2018 |  | Y | [8 empty] | 180 |  | 2 | Y | [5 empty] | Y | 2 | N
62146 | Sigurd Solar LLC | 62666 | Sigurd Solar LLC | UT | Sevier | SGSOL | OP | Solar Photovoltaic | PV | IPP Non-CHP | 2 | 80 | 80 | 80 | 5 | 2021 |  | Y | [8 empty] | 90 |  | 112 | Y | [5 empty] | N |  | N
61012 | AES Distributed Energy | 62667 | Lafayette Horizon Solar CSG LLC | CO | Boulder | LFHSL | OP | Solar Photovoltaic | PV | IPP Non-CHP | 2 | 1.6 | 1.6 | 1.6 | 2 | 2019 |  | Y | [8 empty] | 180 |  | 2 |  | Y |  |  |  |  | N |  | Y | 2
5416 | Duke Energy Carolinas, LLC | 62668 | Maiden Creek Solar Power Plant | NC | Catawba | PV1 | OP | Solar Photovoltaic | PV | Electric Utility | 1 | 69.3 | 69.3 | 69.3 | 1 | 2021 |  |  |  | Y | [6 empty] | 5 | 23 | 102.7 | Y | [5 empty] | N |  | N
5416 | Duke Energy Carolinas, LLC | 62669 | Gaston Solar Power Plant | NC | Gaston | PV1 | OP | Solar Photovoltaic | PV | Electric Utility | 1 | 25 | 25 | 25 | 12 | 2020 |  |  |  | Y | [6 empty] | 180 | 20 | 36.3 | Y | [5 empty] | N |  | N
61227 | Nautilus Solar Solutions | 62672 | Nautilus Goat Island Solar LLC (CSG) | RI | Providence | GI | OP | Solar Photovoltaic | PV | IPP Non-CHP | 2 | 2.5 | 2.5 | 2.5 | 8 | 2019 |  |  |  | Y | [6 empty] | 180 | 20 | 3.3 | Y | [5 empty] | N |  | Y | 3.3
61012 | AES Distributed Energy | 62673 | Antelope Expansion 3A | CA | Los Angeles | ANX3A | OP | Solar Photovoltaic | PV | IPP Non-CHP | 2 | 15 | 15 | 15 | 6 | 2021 |  | Y | [8 empty] | 0 | 0 | 19 | Y | [5 empty] | N |  | N
61012 | AES Distributed Energy | 62674 | Antelope Expansion 3B | CA | Los Angeles | ANX3B | OP | Solar Photovoltaic | PV | IPP Non-CHP | 2 | 5 | 5 | 5 | 6 | 2021 |  | Y | [8 empty] | 0 | 0 | 6.3 | Y | [5 empty] | N |  | N
61012 | AES Distributed Energy | 62675 | Skipjack Solar Center | VA | Charles City | SKIPJ | OP | Solar Photovoltaic | PV | IPP Non-CHP | 2 | 175 | 175 | 175 | 5 | 2022 |  | Y | [8 empty] | 37 | 0 | 225 |  | Y |  |  |  |  | Y | 175 | N
61702 | Epic Hosting, LLC | 62676 | Epic Verona | WI | Dane | PV | OP | Solar Photovoltaic | PV | Commercial Non-CHP | 4 | 1.8 | 1.8 | 1.8 | 4 | 2011 |  |  |  | Y | [6 empty] | 180 | 35 | 2 | Y | [5 empty] | N |  | N
57389 | IKEA Property Inc | 62677 | IKEA Canton Rooftop PV System | MI | Wayne | 26A | OP | Solar Photovoltaic | PV | Commercial Non-CHP | 4 | 0.8 | 0.8 | 0.8 | 11 | 2015 |  |  |  | Y | [6 empty] | 180 | 10 | 1 | Y | [5 empty] | Y | 1 | N
57389 | IKEA Property Inc | 62677 | IKEA Canton Rooftop PV System | MI | Wayne | 26B | OP | Solar Photovoltaic | PV | Commercial Non-CHP | 4 | 0.2 | 0.2 | 0.2 | 1 | 2016 |  |  |  | Y | [6 empty] | 178 | 10 | 0.3 | Y | [5 empty] | Y | 0.3 | N
62161 | Cubico USA, LLC | 62678 | Crooked Run | NC | Pender | 299 | OP | Solar Photovoltaic | PV | IPP Non-CHP | 2 | 70.1 | 70.1 | 70.1 | 12 | 2019 |  |  |  | Y | [6 empty] | 180 | 20 | 105 |  | Y |  |  |  |  | N |  | N
62161 | Cubico USA, LLC | 62679 | Palmetto Plains | SC | Orangeburg | 1405 | OP | Solar Photovoltaic | PV | IPP Non-CHP | 2 | 75 | 75 | 75 | 7 | 2019 |  | Y | [10 empty] | 105.9 |  | Y |  |  |  |  | N |  | N
56990 | NJR Clean Energy Ventures Corporation | 62680 | Garfield Solar | NJ | Bergen | GARFE | OP | Solar Photovoltaic | PV | IPP Non-CHP | 2 | 0.4 | 0.4 | 0.4 | 9 | 2019 |  |  |  | Y | [6 empty] | 199 | 5 | 0.5 | Y | [5 empty] | Y | 0.5 | N
56990 | NJR Clean Energy Ventures Corporation | 62680 | Garfield Solar | NJ | Bergen | GARFN | OP | Solar Photovoltaic | PV | IPP Non-CHP | 2 | 0.8 | 0.8 | 0.8 | 10 | 2019 |  |  |  | Y | [6 empty] | 199 | 28 | 1.2 | Y | [5 empty] | Y | 1.2 | N
56990 | NJR Clean Energy Ventures Corporation | 62680 | Garfield Solar | NJ | Bergen | GARFS | OP | Solar Photovoltaic | PV | IPP Non-CHP | 2 | 1.4 | 1.4 | 1.4 | 10 | 2019 |  |  |  | Y | [6 empty] | 199 | 28 | 1.8 | Y | [5 empty] | Y | 1.8 | N
56990 | NJR Clean Energy Ventures Corporation | 62680 | Garfield Solar | NJ | Bergen | GARMS | OP | Solar Photovoltaic | PV | IPP Non-CHP | 2 | 1.6 | 1.6 | 1.6 | 9 | 2019 |  |  |  | Y | [6 empty] | 199 | 28 | 2 | Y | [5 empty] | Y | 2 | N
56769 | Consolidated Edison Development Inc. | 62681 | CED Champaign Solar LLC | IL | Champaign | CSIL | OP | Solar Photovoltaic | PV | IPP Non-CHP | 2 | 1.6 | 1.6 | 1.6 | 7 | 2020 |  | Y |  | N | [6 empty] | 180 | 0 | 2.1 | Y | [5 empty] | N |  | N
61204 | Today's Power, Inc. | 62682 | Noland Wastewater Treatment Plant Hybrid | AR | Washington | FAYE1 | OP | Solar Photovoltaic | PV | Commercial Non-CHP | 4 | 5 | 5 | 5 | 7 | 2019 |  | Y |  |  | N | [5 empty] | 180 |  | 5.8 | Y | [5 empty] | Y | 5.8 | N
61204 | Today's Power, Inc. | 62683 | Westside Wastewater Treatment Plant Hybrid | AR | Washington | FAYW1 | OP | Solar Photovoltaic | PV | Commercial Non-CHP | 4 | 5 | 5 | 5 | 7 | 2019 |  | Y | [8 empty] | 180 |  | 5.8 | Y | [5 empty] | Y | 5.8 | N
62627 | Alchemy Renewable Energy | 62686 | TPE Pennsylvania Solar 1, LLC | PA | Lancaster | PABOE | OP | Solar Photovoltaic | PV | IPP Non-CHP | 2 | 3.6 | 3.6 | 3.6 | 8 | 2019 |  | Y | [8 empty] | 180 | 52 | 4 | Y | [5 empty] | N |  | N
62162 | RP Napa Solar 1, LLC | 62687 | American Canyon Solar | CA | Napa | RPNPA | OP | Solar Photovoltaic | PV | IPP Non-CHP | 2 | 1 | 1 | 1 | 9 | 2019 |  | Y | [8 empty] | 180 | 52 | 1.3 | Y | [5 empty] | N |  | N
62162 | RP Napa Solar 1, LLC | 62687 | American Canyon Solar | CA | Napa | RPNPB | OP | Solar Photovoltaic | PV | IPP Non-CHP | 2 | 1 | 1 | 1 | 9 | 2019 |  | Y | [8 empty] | 180 | 52 | 1.3 | Y | [5 empty] | N |  | N
62162 | RP Napa Solar 1, LLC | 62687 | American Canyon Solar | CA | Napa | RPNPC | OP | Solar Photovoltaic | PV | IPP Non-CHP | 2 | 1 | 1 | 1 | 9 | 2019 |  | Y | [8 empty] | 180 | 52 | 1.3 | Y | [5 empty] | N |  | N
62628 | County of Santa Clara (CA) | 62688 | Malech Solar Farm | CA | Santa Clara | MFARM | OP | Solar Photovoltaic | PV | IPP Non-CHP | 2 | 3.1 | 3.1 | 2 | 10 | 2017 |  |  |  | Y | [6 empty] | 180 | 10 | 3.9 | Y | [5 empty] | N |  | Y | 3.9
62628 | County of Santa Clara (CA) | 62689 | Hellyer Solar Farm | CA | Santa Clara | HFARM | OP | Solar Photovoltaic | PV | IPP Non-CHP | 2 | 2.2 | 2.2 | 1.5 | 8 | 2017 |  |  |  | Y | [6 empty] | 180 | 10 | 2.7 | Y | [5 empty] | N |  | Y | 2.7
62628 | County of Santa Clara (CA) | 62690 | Guadalupe Solar Farm | CA | Santa Clara | GFARM | OP | Solar Photovoltaic | PV | IPP Non-CHP | 2 | 1.7 | 1.7 | 1.1 | 9 | 2018 |  |  |  | Y | [6 empty] | 180 | 10 | 2.1 | Y | [5 empty] | N |  | Y | 2.1
62157 | Shiloh Hwy 1108 Solar, LLC | 62691 | Shiloh Hwy Solar | NC | Camden | PGR05 | OP | Solar Photovoltaic | PV | IPP Non-CHP | 2 | 5 | 5 | 5 | 12 | 2017 |  | Y | [8 empty] | 180 | 45 | 7.1 |  | Y |  |  |  |  | N |  | N
62158 | Sandy Solar, LLC | 62692 | Sandy Solar | NC | Camden | PGR04 | OP | Solar Photovoltaic | PV | IPP Non-CHP | 2 | 5 | 5 | 5 | 3 | 2018 |  | Y | [8 empty] | 180 | 45 | 6.6 |  | Y |  |  |  |  | N |  | N
62159 | Chowan Jehu Road Solar, LLC | 62693 | Chowan Jehu Solar | NC | Chowan | PGR03 | OP | Solar Photovoltaic | PV | IPP Non-CHP | 2 | 5 | 5 | 5 | 2 | 2018 |  | Y | [8 empty] | 180 | 45 | 6.6 | Y | [5 empty] | N |  | N
56769 | Consolidated Edison Development Inc. | 62695 | CED Northampton Solar LLC Hybrid | MA | Hampshire | NSMA | OP | Solar Photovoltaic | PV | IPP Non-CHP | 2 | 4.3 | 4.3 | 4.3 | 12 | 2019 |  |  |  | Y | [6 empty] | 180 | 25 | 5.6 | Y | [5 empty] | N |  | N
60281 | Altus Power America Management, LLC | 62696 | FastSun 2 CSG | MN | Dakota | FS2 | OP | Solar Photovoltaic | PV | IPP Non-CHP | 2 | 1 | 1 | 1 | 6 | 2020 |  | Y | [8 empty] | 180 | 20 | 1.4 | Y | [5 empty] | N |  | Y | 1
60281 | Altus Power America Management, LLC | 62706 | Helen Solar CSG | MN | McLeod | SC | OP | Solar Photovoltaic | PV | IPP Non-CHP | 2 | 4 | 4 | 4 | 7 | 2020 |  | Y | [8 empty] | 180 | 25 | 5.6 | Y | [5 empty] | N |  | Y | 4
60281 | Altus Power America Management, LLC | 62707 | Walcott Solar CSG | MN | Rice | SC | OP | Solar Photovoltaic | PV | IPP Non-CHP | 2 | 4 | 4 | 4 | 7 | 2020 |  | Y |  | Y | [6 empty] | 180 | 25 | 5.7 | Y | [5 empty] | N |  | Y | 4
60281 | Altus Power America Management, LLC | 62708 | Northfield Solar CSG | MN | Rice | SC | OP | Solar Photovoltaic | PV | IPP Non-CHP | 2 | 5 | 5 | 5 | 7 | 2020 |  | Y |  | Y | [6 empty] | 180 | 25 | 7.2 | Y | [5 empty] | N |  | Y | 5
60281 | Altus Power America Management, LLC | 62709 | Warsaw Solar CSG | MN | Rice | SC | OP | Solar Photovoltaic | PV | IPP Non-CHP | 2 | 2 | 2 | 2 | 7 | 2020 |  | Y | [8 empty] | 180 | 25 | 2.9 | Y | [5 empty] | N |  | Y | 2
63249 | Terraform Arcadia | 62710 | Nationals | DC | District of Columbia | SO435 | OP | Solar Photovoltaic | PV | IPP Non-CHP | 2 | 1 | 1 | 1 | 5 | 2019 |  |  |  | Y | [6 empty] | 180 | 5 | 1.4 | Y | [5 empty] | Y | 1.4 | N
62155 | DG Northeast Solar II, LLC | 62712 | Burlington Coat Factory Solar | NJ | Burlington | BCF | OP | Solar Photovoltaic | PV | IPP Non-CHP | 2 | 2.6 | 2.6 | 2.6 | 12 | 2018 |  |  |  | Y | [6 empty] | 180 | 10 | 3.8 | Y | [5 empty] | Y | 3.8 | N
62155 | DG Northeast Solar II, LLC | 62713 | DSM Nutritional Products Solar | NJ | Warren | DSM | OP | Solar Photovoltaic | PV | IPP Non-CHP | 2 | 10 | 10 | 10 | 12 | 2018 |  |  |  | Y | [6 empty] | 180 | 10 | 14 | Y | [5 empty] | Y | 14 | N
60531 | Standard Solar | 62718 | Mesa CSG 2 Massicotte | CO | Mesa | X0037 | OP | Solar Photovoltaic | PV | IPP Non-CHP | 2 | 1.5 | 1.5 | 1.5 | 5 | 2019 |  |  |  | Y | [6 empty] | 180 | 30 | 2 | Y | [5 empty] | N |  | Y | 2
60531 | Standard Solar | 62719 | Mesa CSG 1 Murdock | CO | Mesa | X0038 | OP | Solar Photovoltaic | PV | IPP Non-CHP | 2 | 1.5 | 1.5 | 1.5 | 5 | 2019 |  | Y | [8 empty] | 0 | 0 | 2 | Y | [5 empty] | N |  | Y | 2
62634 | Chester Woods Point Solar, LLC | 62720 | Chester Woods Point Solar, LLC CSG | MD | Queen Annes | 5540 | OP | Solar Photovoltaic | PV | IPP Non-CHP | 2 | 2 | 2 | 1.6 | 6 | 2019 |  | Y | [8 empty] | 180 | 20 | 2.6 | Y | [5 empty] | N |  | Y | 2.6
59474 | BQ Energy LLC | 62721 | Steel Sun 2: 2303-III-9 Hamburg Tpke | NY | Erie | SS29 | OP | Solar Photovoltaic | PV | IPP Non-CHP | 2 | 2 | 2 | 2 | 5 | 2019 |  |  |  | Y | [6 empty] | 180 | 25 | 3 | Y | [5 empty] | Y | 3 | N
59474 | BQ Energy LLC | 62722 | Steel Sun 2: 2303-III-4 Hamburg Tpke | NY | Erie | SS24 | OP | Solar Photovoltaic | PV | IPP Non-CHP | 2 | 2 | 2 | 2 | 5 | 2019 |  |  |  | Y | [6 empty] | 180 | 25 | 3 | Y | [5 empty] | Y | 3 | N
59474 | BQ Energy LLC | 62723 | Steel Sun 2: 2303-III-2 Hamburg Tpke | NY | Erie | SS22 | OP | Solar Photovoltaic | PV | IPP Non-CHP | 2 | 2 | 2 | 2 | 5 | 2019 |  |  |  | Y | [6 empty] | 180 | 25 | 3 | Y | [5 empty] | Y | 3 | N
59474 | BQ Energy LLC | 62724 | Homer Street West | NY | Cattaraugus | HSW | OP | Solar Photovoltaic | PV | IPP Non-CHP | 2 | 1.6 | 1.6 | 1.6 | 5 | 2019 |  |  |  | Y | [6 empty] | 180 | 25 | 2 | Y | [5 empty] | Y | 2 | N
59474 | BQ Energy LLC | 62725 | Homer Street East | NY | Cattaraugus | HSE | OP | Solar Photovoltaic | PV | IPP Non-CHP | 2 | 1.6 | 1.6 | 1.6 | 5 | 2019 |  |  |  | Y | [6 empty] | 180 | 25 | 2 | Y | [5 empty] | Y | 2 | N
60531 | Standard Solar | 62728 | MHG Wallingford | VT | Rutland | X0041 | OP | Solar Photovoltaic | PV | IPP Non-CHP | 2 | 2.2 | 2.2 | 2.2 | 12 | 2019 |  | Y | [8 empty] | 0 | 0 | 3.2 | Y | [5 empty] | N |  | N
58468 | Dominion Renewable Energy | 62730 | Desper Solar | VA | Louisa | 1 | OP | Solar Photovoltaic | PV | Electric Utility | 1 | 88.2 | 88.2 | 88.2 | 12 | 2021 |  | Y | [8 empty] | 0 |  | 122.4 | Y | [5 empty] | N |  | N
11479 | Madison Gas & Electric Co | 62731 | Middleton Airport Solar | WI | Dane | 1 | OP | Solar Photovoltaic | PV | Electric Utility | 1 | 5.6 | 5.6 | 5.6 | 7 | 2020 |  | Y | [8 empty] | 180 | 0 | 6.3 | Y | [5 empty] | N |  | N
62648 | DG 1 Acquisition Co., LLC | 62732 | Solar Star Palo Alto I, LLC | CA | Santa Clara | SSPAI | OP | Solar Photovoltaic | PV | IPP Non-CHP | 2 | 1.3 | 1.3 | 1.3 | 8 | 2019 |  |  |  | Y | [6 empty] | 85 | 10 | 1.5 | Y | [5 empty] | N |  | Y | 1.5
62656 | Phoenix Solar South Farms LLC | 62735 | Phoenix Solar South Farms LLC Solar Farm | IL | Champaign | M1358 | OP | Solar Photovoltaic | PV | IPP Non-CHP | 2 | 4.7 | 4.7 | 4.7 | 12 | 2015 |  |  |  | Y | [6 empty] | 180 | 20 | 5.8 | Y | [5 empty] | N |  | N
59474 | BQ Energy LLC | 62737 | West Valley West | NY | Cattaraugus | WVW | OP | Solar Photovoltaic | PV | IPP Non-CHP | 2 | 5 | 5 | 5 | 12 | 2022 |  |  |  | Y | [6 empty] | 180 | 25 | 5.1 | Y | [5 empty] | Y | 5 | N
59474 | BQ Energy LLC | 62738 | West Valley East | NY | Cattaraugus | WVE | OP | Solar Photovoltaic | PV | IPP Non-CHP | 2 | 5 | 5 | 5 | 12 | 2022 |  |  |  | Y | [6 empty] | 180 | 25 | 5.1 | Y | [5 empty] | Y | 5 | N
62649 | KDC Solar ASGM LLC | 62739 | KDC Solar ASGM | NJ | Cumberland | ARDAH | OP | Solar Photovoltaic | PV | IPP Non-CHP | 2 | 3.8 | 3.8 | 3.8 | 7 | 2019 |  |  |  | Y | [6 empty] | 180 | 20 | 5.5 | Y | [5 empty] | Y | 5.5 | N
62660 | MSC-Empire01, LLC | 62740 | MSC-Empire01, LLC | MN | Dakota | 52784 | OP | Solar Photovoltaic | PV | IPP Non-CHP | 2 | 1 | 1 | 1 | 8 | 2019 |  | Y | [8 empty] | 0 |  | 1.5 | Y | [5 empty] | N |  | N
62662 | Butter Solar, LLC | 62744 | Arcadia Solar | WI | Trempealeau | A1 | OP | Solar Photovoltaic | PV | IPP Non-CHP | 2 | 5 | 5 | 5 | 9 | 2019 |  | Y | [8 empty] | 0 |  | 6.8 |  | N |  |  | Y | Y | N |  | N
62668 | Wheatridge Wind Holdings, LLC | 62745 | Wheatridge Hybrid | OR | Morrow | SOLAR | OP | Solar Photovoltaic | PV | IPP Non-CHP | 2 | 50 | 50 | 50 | 3 | 2022 |  | Y | [8 empty] | 180 |  | 73.2 | Y | [5 empty] | N |  | N
62666 | KDC Solar CSCP LLC | 62746 | KDC Solar CSCP LLC | NJ | Monmouth | CSCP | OP | Solar Photovoltaic | PV | IPP Non-CHP | 2 | 3.4 | 3.4 | 3.4 | 9 | 2019 |  |  |  | Y | [6 empty] | 230 | 7.4 | 3.9 | Y | [5 empty] | Y | 3.9 | N
18454 | Tampa Electric Co | 62750 | Little Manatee River Solar | FL | Hillsborough | GEN1 | OP | Solar Photovoltaic | PV | Electric Utility | 1 | 74.5 | 74.5 | 74.5 | 2 | 2020 |  | Y | [8 empty] | 180 |  | 87.9 |  | Y |  |  |  |  | N |  | N
61219 | Longroad Energy Services LLC | 62755 | Prospero Solar | TX | Andrews | PROSP | OP | Solar Photovoltaic | PV | IPP Non-CHP | 2 | 300 | 300 | 300 | 6 | 2020 |  | Y | [8 empty] | 180 |  | 379 |  | Y |  |  |  |  | Y | 300 | N
62655 | RC Energy AA LLC | 62756 | RC Energy AA LLC Solar Facility | NM | Bernalillo | AA001 | OP | Solar Photovoltaic | PV | IPP Non-CHP | 2 | 1 | 1 | 1 | 1 | 2011 |  |  |  | Y | [6 empty] | 180 | 30 | 1.1 | Y | [5 empty] | N |  | N
58468 | Dominion Renewable Energy | 62758 | Meherrin Solar | VA | Greensville | MEHER | OP | Solar Photovoltaic | PV | IPP Non-CHP | 2 | 59.6 | 59.6 | 59.6 | 9 | 2022 |  | Y | [8 empty] | 180 | 60 | 86.1 | Y | [5 empty] | N |  | N
60281 | Altus Power America Management, LLC | 62759 | Greenville CSG | NY | Orange | GV | OP | Solar Photovoltaic | PV | IPP Non-CHP | 2 | 2 | 2 | 2 | 8 | 2019 |  |  |  | Y | [6 empty] | 180 | 30 | 2.8 | Y | [5 empty] | N |  | Y | 2.3
60281 | Altus Power America Management, LLC | 62760 | Hopkinton CSG | MA | Middlesex | WT | OP | Solar Photovoltaic | PV | IPP Non-CHP | 2 | 2 | 2 | 2 | 4 | 2019 |  |  |  | Y | [6 empty] | 180 | 30 | 2.8 | Y | [5 empty] | N |  | Y | 2.8
60281 | Altus Power America Management, LLC | 62761 | Chester CSG | NY | Orange | CH | OP | Solar Photovoltaic | PV | IPP Non-CHP | 2 | 2 | 2 | 2 | 7 | 2019 |  |  |  | Y | [6 empty] | 180 | 20 | 2.7 | Y | [5 empty] | N |  | Y | 2.7
60281 | Altus Power America Management, LLC | 62763 | Carver CSG | MA | Plymouth | CR | OP | Solar Photovoltaic | PV | IPP Non-CHP | 2 | 2 | 2 | 2 | 5 | 2019 |  |  |  | Y | [6 empty] | 180 | 20 | 2.7 | Y | [5 empty] | N |  | Y | 2.7
60281 | Altus Power America Management, LLC | 62764 | Westtown CSG | NY | Orange | WT | OP | Solar Photovoltaic | PV | IPP Non-CHP | 2 | 2 | 2 | 2 | 5 | 2019 |  |  |  | Y | [6 empty] | 180 | 20 | 2.8 | Y | [5 empty] | N |  | Y | 2.8
9234 | Indiana Municipal Power Agency | 62766 | Scottsburg Solar Park | IN | Scott | SCCOT | OP | Solar Photovoltaic | PV | Electric Utility | 1 | 7.1 | 7.1 | 5.7 | 10 | 2020 |  | Y | [8 empty] | 180 |  | 9.7 | Y | [5 empty] | N |  | N
9234 | Indiana Municipal Power Agency | 62767 | Gas City Solar Park | IN | Grant | SGASC | OP | Solar Photovoltaic | PV | Electric Utility | 1 | 2.5 | 2.5 | 2 | 6 | 2020 |  | Y | [8 empty] | 180 |  | 3.3 | Y | [5 empty] | N |  | N
9234 | Indiana Municipal Power Agency | 62769 | Columbia City Solar Park | IN | Whitley | SCOLU | OP | Solar Photovoltaic | PV | Electric Utility | 1 | 4.3 | 4.3 | 3.5 | 4 | 2021 | N | Y | [8 empty] | 180 |  | 5.8 | Y | [5 empty] | N |  | N
9234 | Indiana Municipal Power Agency | 62770 | Richmond Solar Park 3 | IN | Wayne | SRIC3 | OP | Solar Photovoltaic | PV | Electric Utility | 1 | 6.5 | 6.5 | 5.2 | 12 | 2019 | N | Y | [8 empty] | 180 |  | 8.7 | Y | [5 empty] | N |  | N
62680 | BT Coniglio Solar LLC | 62772 | Coniglio Solar | TX | Fannin | BTCON | OP | Solar Photovoltaic | PV | IPP Non-CHP | 2 | 123.6 | 123.6 | 123.6 | 8 | 2021 |  | Y |  | N | [6 empty] | 0 | 60 | 168 | Y | [5 empty] | N |  | N
60496 | Adapture Renewables, Inc. | 62773 | BT Cooke Solar, LLC | TX | Cooke | BTCOO | OP | Solar Photovoltaic | PV | IPP Non-CHP | 2 | 59 | 59 | 59 | 12 | 2020 |  | Y | [8 empty] | 0 | 0 | 81 | Y | [5 empty] | N |  | N
62682 | Kellam Solar, LLC | 62774 | Kellam Solar | TX | Van Zandt | BTKEL | OP | Solar Photovoltaic | PV | IPP Non-CHP | 2 | 59 | 59 | 59 | 12 | 2020 |  | Y | [8 empty] | 180 |  | 81 | Y | [5 empty] | N |  | N
60496 | Adapture Renewables, Inc. | 62775 | Wildberry | TN | Fayette | WILDB | OP | Solar Photovoltaic | PV | IPP Non-CHP | 2 | 15 | 15 | 15 | 7 | 2018 |  | Y | [8 empty] | 180 | 55 | 20 | Y | [5 empty] | N |  | N
9234 | Indiana Municipal Power Agency | 62776 | Crawfordsville Solar Park 4 | IN | Montgomery | SCRA4 | OP | Solar Photovoltaic | PV | Electric Utility | 1 | 2.3 | 2.3 | 1.9 | 6 | 2020 |  | Y | [8 empty] | 180 |  | 3.2 | Y | [5 empty] | N |  | N
62684 | Ulster Solar LLC | 62777 | Ulster County Solar | NY | Ulster | ULSTE | OP | Solar Photovoltaic | PV | IPP Non-CHP | 2 | 1.4 | 1.4 | 1.4 | 5 | 2018 |  |  |  | Y | [6 empty] | 180 | 25 | 1.9 | Y |  |  |  | N |  | N |  | Y | 1.9
62690 | Hecate Energy Blair Road LLC | 62778 | Hecate Energy Blair Road LLC | FL | Duval | HEJEA | OP | Solar Photovoltaic | PV | IPP Non-CHP | 2 | 4 | 4.2 | 4.2 | 1 | 2018 |  | Y | [8 empty] | 0 | 55 | 4.9 | Y | [5 empty] | N |  | N
63359 | REA Investments, LLC | 62779 | Novel Martin Solar One LLC (McLeod) CSG | MN | McLeod | MART | OP | Solar Photovoltaic | PV | IPP Non-CHP | 2 | 1 | 1 | 1 | 8 | 2019 |  |  |  | Y | [6 empty] | 180 | 30 | 1 | Y | [5 empty] | N |  | N
62694 | Rappahannock Solar, LLC | 62780 | Rappahannock Solar, LLC | VA | Lancaster | 100 | OP | Solar Photovoltaic | PV | IPP Non-CHP | 2 | 1.5 | 1.5 | 1.5 | 11 | 2021 |  | Y | [8 empty] | 180 | 60 | 2 | Y | [5 empty] | N |  | N
59254 | NuGen Capital Management | 62781 | 10 Briggs Solar NG, LLC (East) | RI | Kent | 02818 | OP | Solar Photovoltaic | PV | IPP Non-CHP | 2 | 5 | 5 | 5 | 6 | 2021 |  |  |  | Y | [6 empty] | 180 | 20 | 6.7 | Y | [5 empty] | N |  | Y | 6.7
62688 | Helios NY I, LLC | 62784 | Franklin Solar Site | NY | Franklin | FRANK | OP | Solar Photovoltaic | PV | IPP Non-CHP | 2 | 1.6 | 1.6 | 1.6 | 12 | 2018 |  |  |  | Y | [6 empty] | 180 | 20 | 2.1 | Y | [5 empty] | N |  | Y | 2
62688 | Helios NY I, LLC | 62785 | Malone Solar Site | NY | Franklin | MALON | OP | Solar Photovoltaic | PV | IPP Non-CHP | 2 | 1.1 | 1.1 | 1.1 | 12 | 2018 |  |  |  | Y | [6 empty] | 180 | 20 | 1.4 | Y | [5 empty] | N |  | Y | 1.4
61677 | Sol Systems | 62786 | Thanksgiving Fire Solar Farm, LLC | NC | Johnston | 12087 | OP | Solar Photovoltaic | PV | IPP Non-CHP | 2 | 2 | 2 | 2 | 12 | 2019 |  |  |  | Y | [6 empty] | 180 | 20 | 2.8 | Y | [5 empty] | N |  | N
60531 | Standard Solar | 62788 | Sugarhill Road - Solitude Solar CSG | NY | Saratoga | X0040 | OP | Solar Photovoltaic | PV | IPP Non-CHP | 2 | 4.7 | 4.7 | 4.7 | 9 | 2019 |  | Y | [8 empty] | 0 | 0 | 6.9 | Y | [5 empty] | N |  | N
9234 | Indiana Municipal Power Agency | 62790 | Tell City Solar Park | IN | Perry | STEL2 | OP | Solar Photovoltaic | PV | Electric Utility | 1 | 3.2 | 3.2 | 2.5 | 7 | 2020 |  | Y | [8 empty] | 180 |  | 4.3 | Y | [5 empty] | N |  | N
9234 | Indiana Municipal Power Agency | 62791 | Richmond Solar Park 4 | IN | Wayne | SRIC4 | OP | Solar Photovoltaic | PV | Electric Utility | 1 | 7.1 | 7.1 | 5.6 | 10 | 2020 |  | Y | [8 empty] | 180 |  | 9.3 | Y | [5 empty] | N |  | N
60370 | DG AMP Solar, LLC | 62792 | DG AMP Solar Piqua Manier | OH | Miami | AMPPM | OP | Solar Photovoltaic | PV | IPP Non-CHP | 2 | 12.6 | 12.6 | 12.6 | 7 | 2019 |  | Y | [8 empty] | 180 |  | 13.2 | Y | [5 empty] | N |  | N
9234 | Indiana Municipal Power Agency | 62793 | Crawfordsville 5 Solar Park | IN | Montgomery | SCRA5 | OP | Solar Photovoltaic | PV | Electric Utility | 1 | 9.8 | 9.8 | 7.8 | 9 | 2020 |  | Y | [8 empty] | 180 |  | 13.2 | Y | [5 empty] | N |  | N
9234 | Indiana Municipal Power Agency | 62794 | Centerville Solar Park | IN | Wayne | SCENT | OP | Solar Photovoltaic | PV | Electric Utility | 1 | 1.1 | 1.1 | 0.8 | 10 | 2020 |  | Y | [8 empty] | 180 |  | 1.4 | Y | [5 empty] | N |  | N
59613 | BayWa r.e. Solar Projects LLC | 62798 | Fern Solar LLC | NC | Edgecombe | FERN | OP | Solar Photovoltaic | PV | IPP Non-CHP | 2 | 100 | 100 | 100 | 12 | 2020 |  | Y | [8 empty] | 0 |  | 134 | Y | [5 empty] | N |  | N
62712 | Winona Solar I LLC | 62799 | Winona Solar | MN | Winona | WIN | OP | Solar Photovoltaic | PV | IPP Non-CHP | 2 | 1 | 1 | 1 | 8 | 2019 |  | Y | [8 empty] | 180 |  | 1.4 |  | Y |  |  |  |  | N |  | N
62711 | Wabasha Solar LLC | 62800 | Wabasha Solar | MN | Wabasha | WAB | OP | Solar Photovoltaic | PV | IPP Non-CHP | 2 | 1 | 1 | 1 | 8 | 2019 |  | Y | [8 empty] | 180 | 0 | 1.4 |  | Y |  |  |  |  | N |  | N
62705 | Concho Bluff LLC | 62804 | Greasewood Solar | TX | Pecos | GREA1 | OP | Solar Photovoltaic | PV | IPP Non-CHP | 2 | 255 | 255 | 255 | 2 | 2021 |  | Y | [8 empty] | 0 |  | 348 | Y | [5 empty] | N |  | N
60496 | Adapture Renewables, Inc. | 62805 | Bloomington Solar I | UT | Washington | BLOOM | OP | Solar Photovoltaic | PV | IPP Non-CHP | 2 | 2 | 2 | 2 | 12 | 2018 |  |  |  | Y | [6 empty] | 180 | 20 | 2.5 | Y | [5 empty] | N |  | N
62701 | Vista Solar, Inc. | 62806 | Shelter Creek Condominiums Solar | CA | San Mateo | SCC01 | OP | Solar Photovoltaic | PV | IPP Non-CHP | 2 | 2.5 | 2.4 | 1.1 | 2 | 2020 |  |  |  | Y | [6 empty] | 150 | 15 | 2.5 | Y | [5 empty] | Y | 2.5 | N
64994 | SolRiver Capital LLC | 62810 | RIT Henrietta Solar 1, LLC | NY | Monroe | 13500 | OP | Solar Photovoltaic | PV | IPP Non-CHP | 2 | 1.6 | 1.6 | 1.6 | 12 | 2018 |  |  |  | Y | [6 empty] | 180 | 20 | 2.3 | Y | [5 empty] | Y | 2.3 | N
63440 | Milford Solar I (NES) | 62812 | Milford Solar 1 | UT | Beaver | MS1 | OP | Solar Photovoltaic | PV | IPP Non-CHP | 2 | 99 | 99 | 99 | 11 | 2020 |  | Y | [8 empty] | 180 |  | 127.8 |  | Y |  |  |  |  | N |  | N
5248 | Dominion Energy Inc. | 62813 | Grasshopper Solar | VA | Mecklenburg | GRHS | OP | Solar Photovoltaic | PV | Electric Utility | 1 | 80 | 80 | 80 | 9 | 2020 |  | Y | [8 empty] | 90 |  | 103.8 | Y | [5 empty] | N |  | N
5248 | Dominion Energy Inc. | 62814 | Sadler Solar | VA | Greensville | SADL | OP | Solar Photovoltaic | PV | Electric Utility | 1 | 100 | 100 | 100 | 7 | 2021 |  | Y | [8 empty] | 0 | 0 | 127.8 | Y | [5 empty] | N |  | N
65411 | Duke Energy Renewables Services | 62820 | Stony Knoll Solar, LLC | NC | Surry | GEN1 | OP | Solar Photovoltaic | PV | IPP Non-CHP | 2 | 22.6 | 22.6 | 22.6 | 3 | 2022 |  | Y | [8 empty] | 25 |  | 33.7 | Y | [5 empty] | N |  | N
65411 | Duke Energy Renewables Services | 62821 | Speedway Solar NC, LLC | NC | Cabarrus | GEN1 | OP | Solar Photovoltaic | PV | IPP Non-CHP | 2 | 22.6 | 22.6 | 22.6 | 12 | 2021 |  | Y | [8 empty] | 180 |  | 33.7 | Y | [5 empty] | N |  | N
65411 | Duke Energy Renewables Services | 62822 | Broad River Solar, LLC | NC | Cleveland | GEN1 | OP | Solar Photovoltaic | PV | IPP Non-CHP | 2 | 50 | 50 | 50 | 12 | 2021 |  | Y | [8 empty] | 180 |  | 79 | Y | [5 empty] | N |  | N
62719 | Green Street Power Partners | 62824 | GSPP Devens, LLC | MA | Middlesex | DEVEN | OP | Solar Photovoltaic | PV | IPP Non-CHP | 2 | 2.2 | 2.2 | 2.2 | 1 | 2019 |  |  |  | Y | [6 empty] | 40 | 10 | 2.7 | Y | [5 empty] | N |  | N
62719 | Green Street Power Partners | 62825 | GSPP Terrawatt Westfield LLC CSG | MA | Hampden | WESTF | OP | Solar Photovoltaic | PV | IPP Non-CHP | 2 | 3.6 | 3.6 | 3.6 | 2 | 2019 |  |  |  | Y | [6 empty] | 180 | 30 | 4.8 | Y | [5 empty] | N |  | N
62719 | Green Street Power Partners | 62826 | GSPP Raynham TMLP, LLC CSG | MA | Bristol | RAYN | OP | Solar Photovoltaic | PV | IPP Non-CHP | 2 | 2.3 | 2.3 | 2.3 | 2 | 2019 |  |  |  | Y | N | [5 empty] | 180 | 30 | 2.9 | Y | [5 empty] | N |  | N
62719 | Green Street Power Partners | 62827 | Ajax Solar, LLC (MA) | MA | Plymouth | AJAXS | OP | Solar Photovoltaic | PV | IPP Non-CHP | 2 | 3.8 | 3.8 | 3.8 | 12 | 2017 |  |  |  | Y | N | [5 empty] | 120 | 10 | 4.1 | Y | [5 empty] | Y | 4.1 | N
62828 | TWE Bowman Solar Project, LLC | 62828 | TWE Bowman Solar Project | SC | Orangeburg | BOW | OP | Solar Photovoltaic | PV | IPP Non-CHP | 2 | 75 | 73.1 | 73.1 | 5 | 2020 |  |  |  | Y | [6 empty] | 180 | 60 | 102 | Y | [5 empty] | N |  | N
62719 | Green Street Power Partners | 62829 | GSPP Held LLC CSG | MN | Stearns | HELDM | OP | Solar Photovoltaic | PV | IPP Non-CHP | 2 | 3 | 3 | 3 | 6 | 2019 |  |  |  | Y | [6 empty] | 180 | 30 | 4 | Y | [5 empty] | N |  | N
62719 | Green Street Power Partners | 62830 | GSPP Imholte CSG | MN | Stearns | IMHOL | OP | Solar Photovoltaic | PV | IPP Non-CHP | 2 | 1 | 1 | 1 | 5 | 2019 |  |  |  | Y | [6 empty] | 180 | 30 | 1.4 | Y | [5 empty] | N |  | N
62879 | Hickory Grove #1 LLC | 62831 | Hickory Grove #1 | NY | Chemung | 25 | OP | Solar Photovoltaic | PV | IPP Non-CHP | 2 | 2 | 2 | 2 | 12 | 2020 |  |  |  | Y | [6 empty] | 180 | 20 | 2.7 | Y | [5 empty] | N |  | N
62880 | Hickory Grove #2 | 62832 | Hickory Grove #2 | NY | Chemung | 309 | OP | Solar Photovoltaic | PV | IPP Non-CHP | 2 | 1.7 | 1.7 | 1.7 | 12 | 2020 |  |  |  | Y | [6 empty] | 180 | 20 | 2.7 | Y | [5 empty] | N |  | N
8245 | City of Hastings - (NE) | 62833 | Hastings Community Solar Farm | NE | Adams | PV | OP | Solar Photovoltaic | PV | Electric Utility | 1 | 1.5 | 0.3 | 0.3 | 9 | 2019 |  | Y | [8 empty] | 215.5 |  | 2 | Y | [5 empty] | N |  | N
63179 | NY Enfield I LLC | 62834 | Podunk Road CSG | NY | Tompkins | 871 | OP | Solar Photovoltaic | PV | IPP Non-CHP | 2 | 2.2 | 2.2 | 2.2 | 2 | 2019 |  |  |  | Y | [6 empty] | 180 | 25 | 2.7 | Y | [5 empty] | N |  | Y | 2.2
60025 | Greenbacker Renewable Energy Corporation | 62842 | Nextsun Energy Littleton | MA | Middlesex | 1-003 | OP | Solar Photovoltaic | PV | IPP Non-CHP | 2 | 3.8 | 3.8 | 3.8 | 10 | 2013 |  |  |  | Y | [6 empty] | 180 | 25 | 5 | Y | [5 empty] | N |  | N
60571 | AEP Onsite Partners, LLC | 62843 | Garnet Solar (NY) | NY | Warren | PV1 | OP | Solar Photovoltaic | PV | IPP Non-CHP | 2 | 1.9 | 1.9 | 1.9 | 6 | 2018 |  |  |  | Y | [6 empty] | 5 | 25 | 2.6 | Y | [5 empty] | Y | 2.6 | N
56201 | Engie North America | 62845 | ENGIE Long Draw Solar LLC | TX | Borden | SP1 | OP | Solar Photovoltaic | PV | IPP Non-CHP | 2 | 225 | 225 | 225 | 12 | 2020 |  | Y | [8 empty] | 180 |  | 287 | Y | [5 empty] | N |  | N
62662 | Butter Solar, LLC | 62847 | Fennimore Solar | WI | Grant | FEN6 | OP | Solar Photovoltaic | PV | IPP Non-CHP | 2 | 3 | 3 | 3 | 9 | 2019 |  | Y | [8 empty] | 0 |  | 4.1 |  |  |  |  | Y |  | N |  | N
62662 | Butter Solar, LLC | 62848 | New Lisbon Solar | WI | Juneau | NEW9 | OP | Solar Photovoltaic | PV | IPP Non-CHP | 2 | 2.5 | 2.5 | 2.5 | 9 | 2019 |  | Y | [8 empty] | 0 |  | 3.8 |  |  |  |  | Y |  | N |  | N
62662 | Butter Solar, LLC | 62849 | Cumberland Solar | WI | Barron | CUM4 | OP | Solar Photovoltaic | PV | IPP Non-CHP | 2 | 2.5 | 2.5 | 2.5 | 9 | 2019 |  | Y | [8 empty] | 0 |  | 3.4 |  |  |  |  | Y |  | N |  | N
62662 | Butter Solar, LLC | 62858 | Cashton Solar | WI | Monroe | CAS3 | OP | Solar Photovoltaic | PV | IPP Non-CHP | 2 | 2 | 2 | 2 | 9 | 2019 |  | Y | [8 empty] | 0 |  | 2.8 |  |  |  |  | Y |  | N |  | N
62881 | Chambers Road Solar LLC | 62860 | Chambers Road Solar | NY | Chemung | 263 | OP | Solar Photovoltaic | PV | IPP Non-CHP | 2 | 4 | 4 | 4 | 12 | 2020 |  |  |  | Y | [6 empty] | 180 | 20 | 5.5 | Y | [5 empty] | N |  | N
62662 | Butter Solar, LLC | 62861 | Forest City Solar | IA | Winnebago | FOR7 | OP | Solar Photovoltaic | PV | IPP Non-CHP | 2 | 3 | 3 | 3 | 9 | 2019 |  | Y | [8 empty] | 0 |  | 4 |  |  |  |  | Y |  | N |  | N
62662 | Butter Solar, LLC | 62868 | Elroy Solar | WI | Juneau | ELR5 | OP | Solar Photovoltaic | PV | IPP Non-CHP | 2 | 1.5 | 1.5 | 1.5 | 9 | 2019 |  | Y | [8 empty] | 0 |  | 2 |  |  |  |  | Y |  | N |  | N
62662 | Butter Solar, LLC | 62869 | St. Charles Solar | MN | Winona | STC10 | OP | Solar Photovoltaic | PV | IPP Non-CHP | 2 | 2 | 2 | 2 | 9 | 2019 |  | Y | [8 empty] | 0 |  | 2.7 |  |  |  |  | Y |  | N |  | N
62739 | Otter River Road Solar LLC | 62870 | Gardner - Otter River Road | MA | Worcester | 79711 | OP | Solar Photovoltaic | PV | IPP Non-CHP | 2 | 2.5 | 2.5 | 2.5 | 10 | 2019 |  |  |  | Y | [6 empty] | 180 | 20 | 3.3 | Y | [5 empty] | N |  | N
62715 | Westbound Solar LLC | 62876 | Amazon Maryland DCA1 | MD | Baltimore | DCA1 | OP | Solar Photovoltaic | PV | Commercial Non-CHP | 4 | 1.3 | 1.3 | 1.3 | 6 | 2019 |  | N |  | Y | [6 empty] | 180 | 10 | 1.8 | Y | [5 empty] | Y | 1.8 | N
62715 | Westbound Solar LLC | 62877 | Amazon Denver DEN3 | CO | Adams | ADEN3 | OP | Solar Photovoltaic | PV | Commercial Non-CHP | 4 | 4.6 | 4.6 | 4.6 | 11 | 2019 |  | N |  | Y | [6 empty] | 180 | 5 | 6 | Y | [5 empty] | Y | 6 | N
62715 | Westbound Solar LLC | 62878 | McCleskey Cotton | GA | Terrell | MCCOT | OP | Solar Photovoltaic | PV | IPP Non-CHP | 2 | 1.9 | 1.9 | 1.9 | 6 | 2019 |  | Y | [8 empty] | 180 | 10 | 2.5 | Y | [5 empty] | N |  | N
62715 | Westbound Solar LLC | 62879 | Columbia Bryson | GA | Columbia | COBRY | OP | Solar Photovoltaic | PV | IPP Non-CHP | 2 | 1.4 | 1.4 | 1.4 | 12 | 2018 |  | Y | [8 empty] | 180 | 10 | 1.8 | Y | [5 empty] | N |  | N
62715 | Westbound Solar LLC | 62880 | Bibb Jones | GA | Bibb | BIBBJ | OP | Solar Photovoltaic | PV | IPP Non-CHP | 2 | 1 | 1 | 1 | 2 | 2019 |  | Y | [8 empty] | 180 | 10 | 1.3 | Y | [5 empty] | N |  | N
62715 | Westbound Solar LLC | 62881 | Muscogee Public Works | GA | Muscogee | MUSPW | OP | Solar Photovoltaic | PV | IPP Non-CHP | 2 | 1.5 | 1.5 | 1.5 | 1 | 2019 |  | Y | [8 empty] | 180 | 10 | 2.1 | Y | [5 empty] | N |  | N
62715 | Westbound Solar LLC | 62882 | Oil Dri 2 Solar | GA | Thomas | OLDRY | OP | Solar Photovoltaic | PV | IPP Non-CHP | 2 | 1.4 | 1.4 | 1.4 | 5 | 2019 |  | Y | [8 empty] | 180 | 10 | 1.9 | Y | [5 empty] | N |  | N
62715 | Westbound Solar LLC | 62883 | Telfair Thompson | GA | Telfair | TELTO | OP | Solar Photovoltaic | PV | IPP Non-CHP | 2 | 1.9 | 1.9 | 1.9 | 12 | 2018 |  | Y | [8 empty] | 180 | 10 | 2.7 | Y | [5 empty] | N |  | N
62715 | Westbound Solar LLC | 62884 | Richmond Hayes Solar | GA | Richmond | RICHA | OP | Solar Photovoltaic | PV | IPP Non-CHP | 2 | 2.3 | 2.3 | 2.3 | 11 | 2018 |  |  |  | Y | [6 empty] | 180 | 10 | 2.8 | Y | [5 empty] | N |  | N
62715 | Westbound Solar LLC | 62885 | Troup RC50 | GA | Harris | TROUP | OP | Solar Photovoltaic | PV | IPP Non-CHP | 2 | 2.3 | 2.3 | 2.3 | 4 | 2019 |  | Y | [8 empty] | 180 | 10 | 2.9 | Y | [5 empty] | N |  | N
62715 | Westbound Solar LLC | 62886 | Wilkinson DeFore | GA | Wilkinson | WILKD | OP | Solar Photovoltaic | PV | IPP Non-CHP | 2 | 2.3 | 2.3 | 2.3 | 5 | 2019 |  | Y | [8 empty] | 180 | 10 | 3 | Y | [5 empty] | N |  | N
62715 | Westbound Solar LLC | 62887 | Freeman Avenue | GA | Sumter | FREAV | OP | Solar Photovoltaic | PV | IPP Non-CHP | 2 | 1.4 | 1.4 | 1.4 | 11 | 2019 |  | Y | [8 empty] | 180 | 10 | 1.8 | Y | [5 empty] | N |  | N
62762 | GSPP Boxborough Littleton, LLC | 62890 | GSPP Boxborough Littleton (MA) | MA | Middlesex | BOXBR | OP | Solar Photovoltaic | PV | IPP Non-CHP | 2 | 4 | 4 | 4 | 1 | 2019 |  |  |  | Y | [6 empty] | 1 | 30 | 5 | Y | [5 empty] | N |  | N
62759 | National Grid Renewables | 62893 | Prairie Wolf Solar LLC | IL | Coles | PWOLF | OP | Solar Photovoltaic | PV | IPP Non-CHP | 2 | 200 | 200 | 200 | 11 | 2021 |  | Y | [8 empty] | 180 | 30 | 255 |  | Y |  |  |  |  | N |  | N
60531 | Standard Solar | 62898 | Town of Burrillville Solar CSG | RI | Providence | X0042 | OP | Solar Photovoltaic | PV | IPP Non-CHP | 2 | 3.3 | 3.3 | 3.3 | 10 | 2020 |  |  |  | Y | [6 empty] | 180 | 20 | 4.2 | Y | [5 empty] | N |  | Y | 4.2
61012 | AES Distributed Energy | 62899 | East Line Solar | AZ | Pinal | EASTL | OP | Solar Photovoltaic | PV | IPP Non-CHP | 2 | 100 | 100 | 100 | 12 | 2020 |  | Y | [8 empty] | 180 |  | 121.4 |  | Y |  |  |  |  | N |  | N
62766 | Somerville Solar, LLC | 62900 | Somerville Solar | TN | Fayette | PV | OP | Solar Photovoltaic | PV | IPP Non-CHP | 2 | 2.3 | 2.3 | 2.3 | 9 | 2019 |  | N |  | Y | [6 empty] | 180 | 20 | 2.7 | Y | [5 empty] | N |  | N
62772 | CA ODEVI LLC | 62902 | Windsor Floating Solar | CA | Sonoma | WUS15 | OP | Solar Photovoltaic | PV | IPP Non-CHP | 2 | 1.5 | 1.5 | 1.5 | 11 | 2020 |  |  |  | Y | [6 empty] | 180 | 12 | 1.8 | Y | [5 empty] | N |  | N
60281 | Altus Power America Management, LLC | 62903 | NorthPark Solar | NJ | Monmouth | NPSP1 | OP | Solar Photovoltaic | PV | IPP Non-CHP | 2 | 6.1 | 6.1 | 6.1 | 2 | 2016 |  |  |  | Y | [6 empty] | 180 | 25 | 6.5 | Y | [5 empty] | N |  | N
60281 | Altus Power America Management, LLC | 62903 | NorthPark Solar | NJ | Monmouth | NPSP2 | OP | Solar Photovoltaic | PV | IPP Non-CHP | 2 | 4.5 | 4.5 | 4.5 | 2 | 2016 |  |  |  | Y | [6 empty] | 180 | 25 | 5.8 | Y | [5 empty] | N |  | N
60281 | Altus Power America Management, LLC | 62904 | Milhurst Solar | NJ | Monmouth | NPSMH | OP | Solar Photovoltaic | PV | IPP Non-CHP | 2 | 1.3 | 1.3 | 1.3 | 12 | 2015 |  |  |  | Y | [6 empty] | 180 | 25 | 1.6 | Y | [5 empty] | N |  | N
60281 | Altus Power America Management, LLC | 62905 | Day Four Solar LLC | NJ | Burlington | DAY04 | OP | Solar Photovoltaic | PV | IPP Non-CHP | 2 | 4.5 | 4.5 | 4.5 | 10 | 2016 |  |  |  | Y | [6 empty] | 180 | 15 | 6 | Y | [5 empty] | N |  | N
60281 | Altus Power America Management, LLC | 62906 | Augusta Solar Farm | NJ | Sussex | AUGSF | OP | Solar Photovoltaic | PV | IPP Non-CHP | 2 | 2.9 | 2.9 | 2.9 | 5 | 2016 |  |  |  | Y | [6 empty] | 180 | 25 | 3.7 | Y | [5 empty] | N |  | N
60531 | Standard Solar | 62910 | MNCPPC Germantown Solar | MD | Montgomery | X0008 | OP | Solar Photovoltaic | PV | IPP Non-CHP | 2 | 1 | 1 | 1 | 2 | 2018 |  |  |  | Y | [6 empty] | 180 | 20 | 1.4 | Y | [5 empty] | Y | 1.4 | N
62773 | Kearsarge Gill LLC | 62911 | Kearsarge Gill | MA | Franklin | GILL | OP | Solar Photovoltaic | PV | IPP Non-CHP | 2 | 2 | 2 | 2 | 1 | 2018 |  |  |  | Y | [6 empty] | 180 | 25 | 2.7 | Y | [5 empty] | Y | 2.7 | N
60025 | Greenbacker Renewable Energy Corporation | 62912 | Solar Hagerstown | MD | Washington | 137 | OP | Solar Photovoltaic | PV | IPP Non-CHP | 2 | 10 | 7.5 | 10 | 11 | 2020 |  | Y | [8 empty] | 180 | 52 | 13.2 | Y | [5 empty] | Y | 13.2 | N
6452 | Florida Power & Light Co | 62914 | Nassau Solar Center | FL | Nassau | 1 | OP | Solar Photovoltaic | PV | Electric Utility | 1 | 74.5 | 74.5 | 74.5 | 12 | 2020 |  | Y | [8 empty] | 180 |  | 93.9 | Y | [5 empty] | N |  | N
6452 | Florida Power & Light Co | 62915 | Magnolia Springs Solar Center | FL | Clay | 1 | OP | Solar Photovoltaic | PV | Electric Utility | 1 | 74.5 | 74.5 | 74.5 | 3 | 2021 |  | Y | [8 empty] | 180 |  | 108.3 | Y |  |  |  |  | N | N |  | N
6452 | Florida Power & Light Co | 62916 | Trailside Solar Center | FL | St Johns | 1 | OP | Solar Photovoltaic | PV | Electric Utility | 1 | 74.5 | 74.5 | 74.5 | 12 | 2020 |  | Y | [8 empty] | 180 |  | 108.3 | Y | [5 empty] | N |  | N
6452 | Florida Power & Light Co | 62917 | Rodeo Solar Center | FL | DeSoto | 1 | OP | Solar Photovoltaic | PV | Electric Utility | 1 | 74.5 | 74.5 | 74.5 | 3 | 2021 |  | Y | [8 empty] | 180 |  | 82.8 | Y | [5 empty] | N |  | N
6452 | Florida Power & Light Co | 62919 | Orange Blossom Solar Center | FL | Indian River | 1 | OP | Solar Photovoltaic | PV | Electric Utility | 1 | 74.5 | 74.5 | 74.5 | 5 | 2021 |  |  |  | Y | [6 empty] | 180 | 20 | 96.7 | Y | [5 empty] | N |  | N
6452 | Florida Power & Light Co | 62921 | Palm Bay Solar | FL | Brevard | 1 | OP | Solar Photovoltaic | PV | Electric Utility | 1 | 74.5 | 74.5 | 74.5 | 3 | 2021 |  | Y |  | N | [6 empty] | 180 |  | 113.2 | Y | [5 empty] | N |  | N
6452 | Florida Power & Light Co | 62922 | Lakeside Solar Center | FL | Okeechobee | 1 | OP | Solar Photovoltaic | PV | Electric Utility | 1 | 74.5 | 74.5 | 74.5 | 12 | 2020 |  | N |  | Y | [6 empty] | 205 | 16 | 108 | Y | [5 empty] | N |  | N
6452 | Florida Power & Light Co | 62923 | Union Springs Solar Center | FL | Union | 1 | OP | Solar Photovoltaic | PV | Electric Utility | 1 | 74.5 | 74.5 | 74.5 | 12 | 2020 |  | Y | [8 empty] | 180 |  | 93.9 | Y | [5 empty] | N |  | N
6452 | Florida Power & Light Co | 62924 | Pelican Solar Center | FL | St Lucie | 1 | OP | Solar Photovoltaic | PV | Electric Utility | 1 | 74.5 | 74.5 | 74.5 | 3 | 2021 |  |  |  | Y | [6 empty] | 195 | 20 | 113.3 | Y | [5 empty] | N |  | N
6452 | Florida Power & Light Co | 62925 | Egret Solar Center | FL | Baker | 1 | OP | Solar Photovoltaic | PV | Electric Utility | 1 | 74.5 | 74.5 | 74.5 | 12 | 2020 |  | Y | [8 empty] | 180 |  | 93.8 | Y | [5 empty] | N |  | N
62784 | Kenyon Energy KS Solar 1 LLC | 62931 | City of Pratt Solar | KS | Pratt | PRATT | OP | Solar Photovoltaic | PV | IPP Non-CHP | 2 | 6 | 6 | 6 | 3 | 2019 |  |  |  | Y | [6 empty] | 0 | 35 | 7.7 | Y | [5 empty] | N |  | N
62789 | Oberon Solar IB | 62932 | Oberon IB | TX | Ector | OBR1B | OP | Solar Photovoltaic | PV | IPP Non-CHP | 2 | 30 | 30 | 30 | 7 | 2020 |  | Y |  | Y | [6 empty] | 165 | 52 | 37.3 | Y | [5 empty] | N |  | N
62788 | Oberon Solar IA | 62933 | Oberon IA | TX | Ector | OBR1A | OP | Solar Photovoltaic | PV | IPP Non-CHP | 2 | 150 | 150 | 150 | 7 | 2020 |  | Y |  | Y | [6 empty] | 165.6 | 52 | 193 | Y | [5 empty] | N |  | N
62764 | C2 Starratt Solar LLC | 62940 | Starratt Solar | FL | Duval | PV | OP | Solar Photovoltaic | PV | IPP Non-CHP | 2 | 5 | 5 | 5 | 12 | 2017 |  |  |  | Y | [6 empty] | 180 | 20 | 7 | Y | [5 empty] | N |  | N
60370 | DG AMP Solar, LLC | 62941 | DG AMP Rittman Rd | OH | Medina | AMPRR | OP | Solar Photovoltaic | PV | IPP Non-CHP | 2 | 2.6 | 2.6 | 2.6 | 5 | 2020 |  |  |  | Y | [6 empty] | 195 | 15 | 3.2 | Y | [5 empty] | N |  | N
60370 | DG AMP Solar, LLC | 62942 | DG AMP 1048 Wadsworth | OH | Medina | A1048 | OP | Solar Photovoltaic | PV | IPP Non-CHP | 2 | 6.3 | 6.3 | 6.3 | 12 | 2019 |  | Y | [8 empty] | 180 |  | 8.6 | Y | [5 empty] | N |  | N
62794 | AP Solar 2, LLC | 62945 | Fighting Jays Solar Project | TX | Fort Bend | FJSOL | OP | Solar Photovoltaic | PV | IPP Non-CHP | 2 | 227.5 | 227.5 | 227.5 | 6 | 2022 |  | Y | [8 empty] | 0 | 0 | 227.5 | Y | [5 empty] | N |  | N
62795 | Dickinson Solar, LLC | 62946 | Dickinson Solar | PA | Cumberland | DICK | OP | Solar Photovoltaic | PV | IPP Non-CHP | 2 | 3 | 3 | 3 | 12 | 2016 |  |  |  | Y | [6 empty] | 155 | 20 | 4.1 | Y | [5 empty] | Y | 4.1 | N
60146 | Ameresco Federal Solutions | 62948 | NASA Wallops Flight Facility Solar | VA | Accomack | CRPT5 | OP | Solar Photovoltaic | PV | IPP Non-CHP | 2 | 0.1 | 0.1 | 0.1 | 3 | 2020 |  |  |  | Y | [6 empty] | 207 | 5 | 0.1 | Y | [5 empty] | N |  | N
60146 | Ameresco Federal Solutions | 62948 | NASA Wallops Flight Facility Solar | VA | Accomack | CRPT6 | OP | Solar Photovoltaic | PV | IPP Non-CHP | 2 | 0.1 | 0.1 | 0.1 | 3 | 2020 |  |  |  | Y | [6 empty] | 117 | 5 | 0.1 | Y | [5 empty] | N |  | N
60146 | Ameresco Federal Solutions | 62948 | NASA Wallops Flight Facility Solar | VA | Accomack | CRPT7 | OP | Solar Photovoltaic | PV | IPP Non-CHP | 2 | 0.1 | 0.1 | 0.1 | 3 | 2020 |  |  |  | Y | [6 empty] | 207 | 5 | 0.1 | Y | [5 empty] | N |  | N
60146 | Ameresco Federal Solutions | 62948 | NASA Wallops Flight Facility Solar | VA | Accomack | TRCK1 | OP | Solar Photovoltaic | PV | IPP Non-CHP | 2 | 4 | 4 | 4 | 3 | 2020 |  | Y | [8 empty] | 180 | 45 | 4.3 | Y | [5 empty] | N |  | N
62805 | Bluestone Farm Solar, LLC | 62950 | Bluestone Solar | VA | Mecklenburg | BLUE1 | OP | Solar Photovoltaic | PV | IPP Non-CHP | 2 | 49.9 | 49.9 | 40.5 | 5 | 2021 |  | Y | [8 empty] | 180 | 50 | 65.7 | Y | [5 empty] | N |  | N
62807 | Hawtree Creek Farm Solar, LLC | 62951 | Hawtree Solar | NC | Warren | HAWT1 | OP | Solar Photovoltaic | PV | IPP Non-CHP | 2 | 65 | 65 | 50 | 10 | 2021 |  | Y | [8 empty] | 180 |  | 88.5 | Y | [5 empty] | N |  | N
61677 | Sol Systems | 62953 | Griffin Solar | TX | McLennan | 1080 | OP | Solar Photovoltaic | PV | IPP Non-CHP | 2 | 5 | 5 | 5 | 11 | 2019 |  | Y | [8 empty] | 180 | 52 | 7.2 |  |  |  |  | N | Y | N |  | N
20860 | Wisconsin Public Service Corp | 62955 | Badger Hollow I | WI | Iowa | GEN1 | OP | Solar Photovoltaic | PV | Electric Utility | 1 | 150 | 150 | 150 | 11 | 2021 |  | Y | [8 empty] | 0 | 60 | 191.6 | Y | [5 empty] | N |  | N
62800 | DG Edison New Jersey LLC | 62957 | DG Iron Mountain | NJ | Middlesex | IRNMT | OP | Solar Photovoltaic | PV | IPP Non-CHP | 2 | 5.4 | 5.4 | 5.4 | 6 | 2020 |  |  |  | Y | [6 empty] | 142 | 5 | 7.2 | Y | [5 empty] | Y | 5.4 | N
62801 | DG Linden New Jersey LLC | 62958 | DG Infineum | NJ | Union | INFNM | OP | Solar Photovoltaic | PV | IPP Non-CHP | 2 | 2 | 2 | 2 | 1 | 2020 |  |  |  | Y | [6 empty] | 213 | 15 | 2.5 | Y | [5 empty] | Y | 2.5 | N
62808 | Whitehorn Solar, LLC | 62959 | Whitehorn Solar | VA | Pittsylvania | WHIT1 | OP | Solar Photovoltaic | PV | IPP Non-CHP | 2 | 50 | 50 | 30.3 | 10 | 2021 |  | Y | [8 empty] | 180 |  | 65.7 | Y | [5 empty] | N |  | N
62817 | DG Georgia Solar II, LLC | 62960 | Kimberly-Clark Solar | GA | Troup | KC | OP | Solar Photovoltaic | PV | IPP Non-CHP | 2 | 2.3 | 2.3 | 2.3 | 1 | 2019 |  |  |  | Y | [6 empty] | 180 | 20 | 3 | Y | [5 empty] | N |  | Y | 3
63359 | REA Investments, LLC | 62961 | Novel Brooten Solar CSG | MN | Stearns | BROOT | OP | Solar Photovoltaic | PV | IPP Non-CHP | 2 | 1 | 1 | 1 | 10 | 2019 |  |  |  | Y | [6 empty] | 180 | 30 | 1.5 | Y | [5 empty] | N |  | N
63359 | REA Investments, LLC | 62962 | Novel Reber Solar CSG | MN | Stearns | REBER | OP | Solar Photovoltaic | PV | IPP Non-CHP | 2 | 1 | 1 | 1 | 11 | 2019 |  |  |  | Y | [6 empty] | 180 | 30 | 1.5 | Y | [5 empty] | N |  | N
63359 | REA Investments, LLC | 62963 | Novel Historical Society Solar CSG | MN | Renville | HIST | OP | Solar Photovoltaic | PV | IPP Non-CHP | 2 | 1 | 1 | 1 | 11 | 2019 |  |  |  | Y | [6 empty] | 180 | 45 | 1.3 | [5 empty] | Y | N |  | N
63359 | REA Investments, LLC | 62966 | Novel Herber Solar CSG | MN | Winona | HERB | OP | Solar Photovoltaic | PV | IPP Non-CHP | 2 | 1 | 1 | 1 | 2 | 2020 |  |  |  | Y | [6 empty] | 180 | 30 | 1 | Y |  |  |  |  | N | N |  | N
63359 | REA Investments, LLC | 62967 | Novel Herickhoff Solar CSG | MN | Douglas | HERIC | OP | Solar Photovoltaic | PV | IPP Non-CHP | 2 | 1 | 1 | 1 | 4 | 2020 |  |  |  | Y | [6 empty] | 180 | 30 | 1 | Y | [5 empty] | N |  | N
62812 | Syncarpha Tewksbury, LLC | 62968 | Syncarpha Tewksbury Hybrid CSG | MA | Middlesex | SYTKS | OP | Solar Photovoltaic | PV | IPP Non-CHP | 2 | 2.8 | 2.8 | 2.8 | 2 | 2022 |  |  |  | Y | [5 empty] | N | 180 | 18 | 3.6 | Y | [5 empty] | N |  | Y | 3.6
62826 | Syncarpha Puddon I, LLC | 62969 | Syncarpha Puddon I Hybrid CSG | MA | Worcester | SYP1S | OP | Solar Photovoltaic | PV | IPP Non-CHP | 2 | 5 | 5 | 5 | 3 | 2021 |  |  |  | Y | [6 empty] | 180 | 20 | 7.5 | Y | [5 empty] | N |  | Y | 7.5
62827 | Syncarpha Puddon II, LLC | 62970 | Syncarpha Puddon II Hybrid CSG | MA | Worcester | SYP2S | OP | Solar Photovoltaic | PV | IPP Non-CHP | 2 | 5 | 5 | 5 | 3 | 2021 |  |  |  | Y | [6 empty] | 180 | 25 | 7.5 | Y | [5 empty] | N |  | Y | 7.5
62813 | Syncarpha Westminster, LLC | 62971 | Syncarpha Westminster Hybrid CSG | MA | Worcester | SYWES | OP | Solar Photovoltaic | PV | IPP Non-CHP | 2 | 4.7 | 4.7 | 4.7 | 11 | 2022 |  |  |  | Y | [6 empty] | 180 | 15 | 5.5 | Y | [5 empty] | N |  | Y | 5.5
62814 | Syncarpha Leicester, LLC | 62972 | Syncarpha Leicester Hybrid CSG | MA | Worcester | SYLES | OP | Solar Photovoltaic | PV | IPP Non-CHP | 2 | 2.6 | 2.6 | 2.6 | 6 | 2021 |  |  |  | Y | [6 empty] | 180 | 25 | 4 | Y | [5 empty] | N |  | Y | 4
62819 | Syncarpha Halifax, LLC | 62973 | Syncarpha Halifax Hybrid CSG | MA | Plymouth | SYHAS | OP | Solar Photovoltaic | PV | IPP Non-CHP | 2 | 1.7 | 1.7 | 1.7 | 12 | 2020 |  |  |  | Y | [6 empty] | 180 | 25 | 2.5 | Y | [5 empty] | N |  | Y | 2.5
62820 | Syncarpha Millbury, LLC | 62974 | Syncarpha Millbury Hybrid (CSG) | MA | Worcester | SYMIS | OP | Solar Photovoltaic | PV | IPP Non-CHP | 2 | 5 | 5 | 5 | 10 | 2022 |  |  |  | Y | [6 empty] | 180 | 20 | 7.1 | Y | [5 empty] | N |  | Y | 7.1
62822 | Syncarpha Blandford, LLC | 62975 | Syncarpha Blandford Hybrid CSG | MA | Hampden | SYBLS | OP | Solar Photovoltaic | PV | IPP Non-CHP | 2 | 4.9 | 4.9 | 4.9 | 12 | 2019 |  |  |  | Y | [6 empty] | 180 | 20 | 7.1 | Y | [5 empty] | N |  | Y | 7.1
62821 | Syncarpha Northampton, LLC | 62976 | Syncarpha Northampton Hybrid CSG | MA | Hampshire | SYNOS | OP | Solar Photovoltaic | PV | IPP Non-CHP | 2 | 3.6 | 3.6 | 3.6 | 12 | 2020 |  |  |  | Y | [6 empty] | 180 | 15 | 4.6 | Y | [5 empty] | N |  | Y | 4.6
62824 | Syncarpha Northbridge I, LLC | 62977 | Syncarpha Northbridge I Hybrid(CSG) | MA | Worcester | SYN1S | OP | Solar Photovoltaic | PV | IPP Non-CHP | 2 | 5 | 5 | 5 | 12 | 2021 |  |  |  | Y | [6 empty] | 180 | 20 | 7.5 | Y | [5 empty] | N |  | Y | 7.5
62825 | Syncarpha Northbridge II, LLC | 62978 | Syncarpha Northbridge II Hybrid CSG | MA | Worcester | SYN2S | OP | Solar Photovoltaic | PV | IPP Non-CHP | 2 | 5 | 5 | 5 | 4 | 2021 |  |  |  | Y | [6 empty] | 180 | 15 | 6.9 | Y | [5 empty] | N |  | Y | 6.8
63359 | REA Investments, LLC | 62979 | Novel DeCook Solar CSG | MN | Olmsted | DECO | OP | Solar Photovoltaic | PV | IPP Non-CHP | 2 | 1 | 1 | 1 | 3 | 2020 |  |  |  | Y | [6 empty] | 180 | 30 | 1 | Y | [5 empty] | N |  | N
57222 | Liberty Utilities (CalPeco Electric) LLC | 62980 | Turquoise Liberty Solar | NV | Washoe | PV | OP | Solar Photovoltaic | PV | Electric Utility | 1 | 10 | 10 | 10 | 11 | 2019 |  | Y | N | [7 empty] | 180 | -4 | 11 |  | Y |  |  |  |  | N |  | N
63359 | REA Investments, LLC | 62982 | Novel Schmoll Farms Solar CSG | MN | Dodge | SCHM | OP | Solar Photovoltaic | PV | IPP Non-CHP | 2 | 1 | 1 | 1 | 11 | 2020 |  | Y |  | N | [6 empty] | 180 | 55 | 1.4 | Y | [5 empty] | N |  | N
63359 | REA Investments, LLC | 62983 | Novel Pederson Solar CSG | MN | Benton | PED | OP | Solar Photovoltaic | PV | IPP Non-CHP | 2 | 1 | 1 | 1 | 8 | 2020 |  |  |  | Y | [6 empty] | 180 | 30 | 1 | Y | [5 empty] | N |  | N
63359 | REA Investments, LLC | 62984 | Novel Jewison Solar CSG | MN | Waseca | JEWI | OP | Solar Photovoltaic | PV | IPP Non-CHP | 2 | 1 | 1 | 1 | 10 | 2020 |  |  |  | Y | [6 empty] | 180 | 30 | 1 | Y | [5 empty] | N |  | Y | 1
63359 | REA Investments, LLC | 62985 | Novel Byron Solar CSG | MN | Olmsted | BYRN | OP | Solar Photovoltaic | PV | IPP Non-CHP | 2 | 1 | 1 | 1 | 5 | 2020 |  |  |  | Y | [6 empty] | 180 | 33 | 1 | Y | [5 empty] | N |  | Y | 1
63359 | REA Investments, LLC | 62986 | Novel Kanewischer Solar CSG | MN | Waseca | KANE | OP | Solar Photovoltaic | PV | IPP Non-CHP | 2 | 1 | 1 | 1 | 10 | 2020 |  |  |  | Y | [6 empty] | 180 | 30 | 1 | Y | [5 empty] | N |  | Y | 1
61944 | MN8 Energy LLC | 62987 | Grossmont HS Solar Project | CA | San Diego | GHSP | OP | Solar Photovoltaic | PV | Commercial Non-CHP | 4 | 1.4 | 1.3 | 0.8 | 12 | 2018 |  |  |  | Y | [6 empty] | 219 | 10 | 1.5 | Y | [5 empty] | Y | 1.5 | N
62842 | Lightsource Renewable Energy Asset Management, LLC | 62988 | Wildflower Solar 1 | CA | Sacramento | CAWF1 | OP | Solar Photovoltaic | PV | IPP Non-CHP | 2 | 13 | 13 | 13 | 12 | 2020 |  | Y |  |  | N | [5 empty] | 180 | 60 | 16.5 | Y | [5 empty] | N |  | N
62842 | Lightsource Renewable Energy Asset Management, LLC | 62989 | Whitetail Solar 1 | PA | Franklin | PAWT1 | OP | Solar Photovoltaic | PV | IPP Non-CHP | 2 | 13.5 | 13.5 | 13.5 | 12 | 2019 |  | Y |  | Y | [6 empty] | 180 | 52 | 18.2 | Y | [5 empty] | N |  | N
62842 | Lightsource Renewable Energy Asset Management, LLC | 62990 | Whitetail Solar 2 | PA | Franklin | PAWT2 | OP | Solar Photovoltaic | PV | IPP Non-CHP | 2 | 20 | 20 | 20 | 9 | 2020 |  | Y | [8 empty] | 180 | 52 | 27 | Y | [5 empty] | N |  | N
62842 | Lightsource Renewable Energy Asset Management, LLC | 62991 | Whitetail Solar 3 | PA | Franklin | PAWT3 | OP | Solar Photovoltaic | PV | IPP Non-CHP | 2 | 20 | 20 | 20 | 8 | 2020 |  | Y | [8 empty] | 180 | 52 | 27 | Y | [5 empty] | N |  | N
62838 | LSE Dorado, LLC | 62992 | Goose Pond Solar | MA | Hampden | GPNOR | OP | Solar Photovoltaic | PV | IPP Non-CHP | 2 | 2 | 2 | 2 | 1 | 2020 |  |  |  | Y | [6 empty] | 170 | 30 | 2.9 | Y | [5 empty] | N |  | Y | 2.9
62838 | LSE Dorado, LLC | 62992 | Goose Pond Solar | MA | Hampden | GPSOU | OP | Solar Photovoltaic | PV | IPP Non-CHP | 2 | 2 | 2 | 2 | 1 | 2020 |  |  |  | Y | [6 empty] | 170 | 30 | 2.9 | Y | [5 empty] | N |  | Y | 2.9
62842 | Lightsource Renewable Energy Asset Management, LLC | 62993 | Johnson Corner Solar 1 | KS | Stanton | KSJC1 | OP | Solar Photovoltaic | PV | IPP Non-CHP | 2 | 20 | 20 | 20 | 4 | 2020 |  | Y | [8 empty] | 180 | 52 | 27.5 | Y | [5 empty] | N |  | N
62842 | Lightsource Renewable Energy Asset Management, LLC | 62994 | Bluewater CDEC 1 | NM | Cibola | NMBW1 | OP | Solar Photovoltaic | PV | IPP Non-CHP | 2 | 2.4 | 2.4 | 2.4 | 12 | 2019 | N | Y | [8 empty] | 180 | 52 | 3.1 | Y | [5 empty] | N |  | N
62842 | Lightsource Renewable Energy Asset Management, LLC | 62995 | Grants CDEC 2 | NM | Cibola | NMGR1 | OP | Solar Photovoltaic | PV | IPP Non-CHP | 2 | 4.5 | 4.5 | 4.5 | 12 | 2019 |  | Y | [8 empty] | 180 | 52 | 5.8 | Y | [5 empty] | N |  | N
62845 | ESA Four Oaks 2 NC LLC | 62996 | ESA Four Oaks 2 NC LLC | NC | Johnston | PGR08 | OP | Solar Photovoltaic | PV | IPP Non-CHP | 2 | 2 | 2 | 2 | 12 | 2019 |  | Y | [8 empty] | 180 | 60 | 2.4 |  | Y |  |  |  |  | N |  | N
62844 | Spring Hope Solar 3, LLC | 62997 | Spring Hope Solar 3, LLC | NC | Nash | PGR09 | OP | Solar Photovoltaic | PV | IPP Non-CHP | 2 | 5 | 5 | 5 | 12 | 2020 |  |  |  | Y | [6 empty] | 0 | 0 | 5.7 | Y | [5 empty] | N |  | N
61012 | AES Distributed Energy | 62998 | 25 Ashdown Road Solar, LLC | NY | Saratoga | ASHDO | OP | Solar Photovoltaic | PV | IPP Non-CHP | 2 | 4 | 4 | 4 | 12 | 2019 |  |  |  | Y | [6 empty] | 0 | 25 | 5.8 | Y | [5 empty] | N |  | Y | 4
61012 | AES Distributed Energy | 62999 | Finchville Solar, LLC Hybrid CSG | NY | Orange | FINCH | OP | Solar Photovoltaic | PV | IPP Non-CHP | 2 | 5 | 5 | 5 | 10 | 2020 |  |  |  | Y | [6 empty] | 28 | 25 | 6.8 | Y | [5 empty] | N |  | Y | 6.8
61012 | AES Distributed Energy | 63000 | RT 52 Walden Solar 1, LLC Hybrid | NY | Orange | WALDN | OP | Solar Photovoltaic | PV | IPP Non-CHP | 2 | 5 | 5 | 5 | 12 | 2019 |  |  |  | Y | [6 empty] | 33 | 25 | 5.8 | Y | [5 empty] | N |  | Y | 5.7
63359 | REA Investments, LLC | 63004 | Novel Bartel Solar CSG | MN | Olmsted | BART | OP | Solar Photovoltaic | PV | IPP Non-CHP | 2 | 1 | 1 | 1 | 4 | 2020 |  |  |  | Y | [6 empty] | 180 | 30 | 1 | Y | [5 empty] | N |  | Y | 1
63359 | REA Investments, LLC | 63005 | Novel Haley Solar CSG | MN | Waseca | HALY | OP | Solar Photovoltaic | PV | IPP Non-CHP | 2 | 1 | 1 | 1 | 6 | 2020 |  |  |  | Y | [6 empty] | 180 | 30 | 1.4 | Y | [5 empty] | N |  | Y | 1.4
63359 | REA Investments, LLC | 63007 | Novel MNDot Solar CSG | MN | Washington | MNDT | OP | Solar Photovoltaic | PV | IPP Non-CHP | 2 | 1 | 1 | 1 | 11 | 2020 |  | Y | [8 empty] | 180 | 55 | 1.4 | Y | [5 empty] | N |  | Y | 1.4
63359 | REA Investments, LLC | 63008 | Novel Winegar Partnership Solar CSG | MN | Waseca | WINE | OP | Solar Photovoltaic | PV | IPP Non-CHP | 2 | 1 | 1 | 1 | 4 | 2021 |  | Y | [8 empty] | 180 | 60 | 1.4 | Y | [5 empty] | N |  | Y | 1.4
63359 | REA Investments, LLC | 63009 | Novel Peter Solar CSG | MN | Le Sueur | PETR | OP | Solar Photovoltaic | PV | IPP Non-CHP | 2 | 1 | 1 | 1 | 9 | 2021 |  | Y | [8 empty] | 180 | 60 | 1.4 | Y | [5 empty] | N |  | Y | 1.4
63359 | REA Investments, LLC | 63010 | Novel Benedix Solar CSG | MN | Dodge | BNDX | OP | Solar Photovoltaic | PV | IPP Non-CHP | 2 | 1 | 1 | 1 | 12 | 2020 |  | Y | [8 empty] | 180 | 55 | 1.4 | Y | [5 empty] | N |  | Y | 1.4
61012 | AES Distributed Energy | 63011 | Cronin Road Solar 1, LLC CSG Hybrid | MA | Worcester | CRONI | OP | Solar Photovoltaic | PV | IPP Non-CHP | 2 | 1.5 | 1.5 | 1.5 | 6 | 2020 |  |  |  | Y | [6 empty] | 166 | 26 | 3.8 | Y | [5 empty] | X |  | Y | 1.5
61012 | AES Distributed Energy | 63012 | Ransomville Solar 1, LLC | NY | Niagara | SWANN | OP | Solar Photovoltaic | PV | IPP Non-CHP | 2 | 5 | 5 | 5 | 12 | 2019 |  |  |  | Y | [6 empty] | 30 | 25 | 5.2 | Y | [5 empty] | N |  | Y | 5
61012 | AES Distributed Energy | 63013 | Johnstown Solar 1, LLC | NY | Fulton | STATE | OP | Solar Photovoltaic | PV | IPP Non-CHP | 2 | 4 | 4 | 4 | 12 | 2019 |  |  |  | Y | [6 empty] | 29 | 25 | 4.4 | Y | [5 empty] | N |  | Y | 4
62873 | Plott Hound Solar, LLC | 63015 | Plott Hound Solar | NC | Craven | 1088 | OP | Solar Photovoltaic | PV | IPP Non-CHP | 2 | 5 | 5 | 5 | 5 | 2021 |  |  |  | Y | [6 empty] | 180 | 20 | 6.7 |  |  |  |  | Y |  | N |  | N
62872 | Carolina Lily Solar, LLC | 63016 | Carolina Lily Solar | NC | Davie | 1096 | OP | Solar Photovoltaic | PV | IPP Non-CHP | 2 | 5 | 5 | 5 | 5 | 2021 |  | Y | [8 empty] | 180 |  | 6.6 |  |  |  |  | Y |  | N |  | N
62871 | Ray Wilson Solar, LLC | 63017 | Ray Wilson Solar | NC | Davie | 1090 | OP | Solar Photovoltaic | PV | IPP Non-CHP | 2 | 5 | 5 | 5 | 4 | 2021 |  |  |  | Y | [6 empty] | 180 | 20 | 6.3 |  |  |  |  | Y |  | N |  | N
62870 | Heritage Sustainable Energy. LLC | 63019 | Green Lake Solar | MI | Grand Traverse | GRN1 | OP | Solar Photovoltaic | PV | IPP Non-CHP | 2 | 1 | 1 | 1 | 10 | 2018 |  |  |  | Y | [6 empty] | 180 | 30 | 1.2 | Y | [5 empty] | N |  | N
62870 | Heritage Sustainable Energy. LLC | 63020 | TCLP Solar Phase 1 | MI | Leelanau | TCLP1 | OP | Solar Photovoltaic | PV | IPP Non-CHP | 2 | 1 | 1 | 1 | 10 | 2017 |  |  |  | Y | [6 empty] | 180 | 30 | 1.2 | Y | [5 empty] | N |  | N
62856 | Forefront Power, LLC | 63021 | SCCCD - Clovis Community College | CA | Fresno | 232 | OP | Solar Photovoltaic | PV | IPP Non-CHP | 2 | 1.2 | 1.2 | 1.2 | 12 | 2018 |  | N |  | Y | [6 empty] | 269 | 7 | 1.3 | Y | [5 empty] | Y | 1.3 | N
63631 | Four Brothers 2, LLC | 63024 | Hertford Solar Power, LLC | NC | Hertford | KEH | OP | Solar Photovoltaic | PV | IPP Non-CHP | 2 | 10 | 10 | 10 | 6 | 2022 |  | Y | [8 empty] | 180 |  | 13.9 | Y | [5 empty] | N |  | N
61677 | Sol Systems | 63027 | Mars Solar | TX | Webb | 20 | OP | Solar Photovoltaic | PV | IPP Non-CHP | 2 | 10 | 10 | 10 | 8 | 2019 |  | Y | [8 empty] | 180 | 0 | 14.2 |  | Y |  |  |  |  | N |  | N
49893 | Invenergy Services LLC | 63029 | Hardin Solar Energy LLC | OH | Hardin | GEN1 | OP | Solar Photovoltaic | PV | IPP Non-CHP | 2 | 150 | 150 | 150 | 2 | 2021 |  | Y |  | N | [6 empty] | 0 | 60 | 199.3 | Y | [5 empty] | N |  | N
5248 | Dominion Energy Inc. | 63031 | Gloucester Solar | VA | Gloucester | GLSO | OP | Solar Photovoltaic | PV | Electric Utility | 1 | 19.9 | 19.8 | 19.8 | 4 | 2019 |  | Y | [8 empty] | 9 | 0 | 27.8 | Y | [5 empty] | N |  | N
60281 | Altus Power America Management, LLC | 63033 | FastSun 19 CSG | MN | Dakota | FS19 | OP | Solar Photovoltaic | PV | IPP Non-CHP | 2 | 1 | 1 | 1 | 6 | 2020 |  |  |  | Y | [6 empty] | 180 | 20 | 1.4 | Y | [5 empty] | N |  | Y | 1
60281 | Altus Power America Management, LLC | 63034 | FastSun 18 CSG | MN | Winona | FS18 | OP | Solar Photovoltaic | PV | IPP Non-CHP | 2 | 1 | 1 | 1 | 1 | 2020 |  | Y | [7 empty] | N | 180 | 20 | 1.3 | Y |  |  |  |  | N | N |  | Y | 1.3
60281 | Altus Power America Management, LLC | 63035 | FastSun 13 CSG | MN | Douglas | FS13 | OP | Solar Photovoltaic | PV | IPP Non-CHP | 2 | 1 | 1 | 1 | 12 | 2019 |  | Y | [8 empty] | 180 | 20 | 1.3 | Y | [5 empty] | N |  | Y | 1
60281 | Altus Power America Management, LLC | 63036 | FastSun 14 CSG | MN | Blue Earth | FS14 | OP | Solar Photovoltaic | PV | IPP Non-CHP | 2 | 1 | 1 | 1 | 12 | 2019 |  | Y | [8 empty] | 180 | 20 | 1.4 | Y | [5 empty] | N |  | Y | 1
60281 | Altus Power America Management, LLC | 63037 | FastSun 11 CSG | MN | Goodhue | FS11 | OP | Solar Photovoltaic | PV | IPP Non-CHP | 2 | 1 | 1 | 1 | 3 | 2020 |  | Y | [8 empty] | 180 | 20 | 1.4 | Y | [5 empty] | N |  | Y | 1
60281 | Altus Power America Management, LLC | 63038 | FastSun 10 CSG | MN | Goodhue | FS10 | OP | Solar Photovoltaic | PV | IPP Non-CHP | 2 | 1 | 1 | 1 | 3 | 2020 |  | Y | [8 empty] | 180 | 20 | 1.4 | Y | [5 empty] | N |  | Y | 1
60281 | Altus Power America Management, LLC | 63039 | FastSun 8 CSG | MN | Nicollet | FS8 | OP | Solar Photovoltaic | PV | IPP Non-CHP | 2 | 1 | 1 | 1 | 12 | 2019 |  | Y | [8 empty] | 180 | 20 | 1.4 | Y | [5 empty] | N |  | Y | 1
60281 | Altus Power America Management, LLC | 63040 | FastSun 9 CSG | MN | Goodhue | FS9 | OP | Solar Photovoltaic | PV | IPP Non-CHP | 2 | 1 | 1 | 1 | 3 | 2020 |  | Y | [8 empty] | 180 | 20 | 1.4 | Y | [5 empty] | N |  | Y | 1
61012 | AES Distributed Energy | 63041 | Lane Ave Solar LLC | MA | Worcester | HANRA | OP | Solar Photovoltaic | PV | IPP Non-CHP | 2 | 1.5 | 1.5 | 1.5 | 9 | 2021 |  |  |  | Y | [6 empty] | 3 | 25 | 2 | Y | [5 empty] | Y | 2 | N
60281 | Altus Power America Management, LLC | 63042 | FastSun 3 CSG | MN | Stearns | FS3 | OP | Solar Photovoltaic | PV | IPP Non-CHP | 2 | 1 | 1 | 1 | 12 | 2019 |  | Y | [8 empty] | 180 | 20 | 1.4 | Y | [5 empty] | N |  | Y | 1
60281 | Altus Power America Management, LLC | 63043 | FastSun 7 CSG | MN | McLeod | FS7 | OP | Solar Photovoltaic | PV | IPP Non-CHP | 2 | 1 | 1 | 1 | 12 | 2019 |  | Y | [8 empty] | 180 | 20 | 1.2 | Y | [5 empty] | N |  | Y | 1
61012 | AES Distributed Energy | 63044 | Ryan Road Solar LLC Hybrid(CSG) | MA | Worcester | ORCHA | OP | Solar Photovoltaic | PV | IPP Non-CHP | 2 | 4.3 | 4.3 | 4.3 | 12 | 2021 |  |  |  | Y | [6 empty] | 3 | 25 | 9 | Y | [5 empty] | N |  | N
60281 | Altus Power America Management, LLC | 63045 | FastSun 5 CSG | MN | Winona | FS5 | OP | Solar Photovoltaic | PV | IPP Non-CHP | 2 | 1 | 1 | 1 | 1 | 2020 |  |  |  | Y | [6 empty] | 180 | 20 | 1.4 | Y | [5 empty] | N |  | Y | 1.4
60281 | Altus Power America Management, LLC | 63046 | FastSun 1 CSG | MN | Meeker | FS1 | OP | Solar Photovoltaic | PV | IPP Non-CHP | 2 | 1 | 1 | 1 | 12 | 2019 |  | Y | [8 empty] | 180 | 20 | 1.3 | Y | [5 empty] | N |  | Y | 1
61012 | AES Distributed Energy | 63047 | W. Orange Rd Solar LLC | MA | Franklin | HEYES | OP | Solar Photovoltaic | PV | IPP Non-CHP | 2 | 5 | 5 | 5 | 9 | 2021 |  |  |  | Y | [6 empty] | 11 | 25 | 6.5 | Y | [5 empty] | Y | 6.5 | N
61012 | AES Distributed Energy | 63048 | Wilbur Woods Solar LLC | MA | Franklin | DESMO | OP | Solar Photovoltaic | PV | IPP Non-CHP | 2 | 5 | 5 | 5 | 9 | 2021 |  |  |  | Y | [6 empty] | 11 | 26 | 7.2 | Y | [5 empty] | N |  | N
49893 | Invenergy Services LLC | 63049 | Prineville Solar Energy LLC | OR | Crook | GEN1 | OP | Solar Photovoltaic | PV | IPP Non-CHP | 2 | 40 | 46.2 | 46.2 | 2 | 2021 |  | Y | [8 empty] | 0 | 60 | 51.2 | Y | [5 empty] | N |  | N
49893 | Invenergy Services LLC | 63050 | Millican Solar Energy LLC | OR | Crook | GEN1 | OP | Solar Photovoltaic | PV | IPP Non-CHP | 2 | 70 | 71.4 | 71.4 | 3 | 2021 |  | Y | [8 empty] | 0 | 60 | 76.8 | Y | [5 empty] | N |  | N
61227 | Nautilus Solar Solutions | 63051 | Hollygrove CSG | NY | Wayne | 32 | OP | Solar Photovoltaic | PV | IPP Non-CHP | 2 | 2 | 2 | 2 | 12 | 2018 |  | Y | [8 empty] | 0 | 25 | 3 | Y | [5 empty] | N |  | Y | 3
61227 | Nautilus Solar Solutions | 63052 | Guildlerland CSG | NY | Albany | 106 | OP | Solar Photovoltaic | PV | IPP Non-CHP | 2 | 2 | 2 | 2 | 12 | 2018 |  | Y | [8 empty] | 0 | 25 | 3 | Y | [5 empty] | N |  | Y | 3
62885 | CalCity Solar 1, LLC | 63054 | CalCity Solar 1 | CA | Kern | CALTR | OP | Solar Photovoltaic | PV | IPP Non-CHP | 2 | 3 | 3 | 3 | 11 | 2019 |  | Y | [8 empty] | 180 | 30 | 3.8 | Y | [5 empty] | N |  | N
61227 | Nautilus Solar Solutions | 63055 | Howland CSG | NY | Oswego | 26 | OP | Solar Photovoltaic | PV | IPP Non-CHP | 2 | 2 | 2 | 2 | 12 | 2018 |  | Y | [8 empty] | 0 | 25 | 3 | Y | [5 empty] | N |  | Y | 3
61227 | Nautilus Solar Solutions | 63056 | Gifford CSG | NY | Schenectady | 131 | OP | Solar Photovoltaic | PV | IPP Non-CHP | 2 | 2 | 2 | 2 | 12 | 2018 |  | Y | [8 empty] | 0 | 25 | 3 | Y | [5 empty] | N |  | Y | 3
61227 | Nautilus Solar Solutions | 63057 | Czub CSG | NY | Rensselaer | 114 | OP | Solar Photovoltaic | PV | IPP Non-CHP | 2 | 2 | 2 | 2 | 12 | 2018 |  | Y | [8 empty] | 0 | 25 | 3 | Y | [5 empty] | N |  | Y | 3
61227 | Nautilus Solar Solutions | 63058 | Mereand CSG | NY | Jefferson | 199 | OP | Solar Photovoltaic | PV | IPP Non-CHP | 2 | 2 | 2 | 2 | 12 | 2018 |  | Y | [8 empty] | 0 | 25 | 3 | Y | [5 empty] | N |  | Y | 3
61227 | Nautilus Solar Solutions | 63059 | Aegis CSG | NY | Ontario | 19 | OP | Solar Photovoltaic | PV | IPP Non-CHP | 2 | 2 | 2 | 2 | 12 | 2018 |  | Y | [8 empty] | 0 | 25 | 3 | Y | [5 empty] | N |  | Y | 3
61227 | Nautilus Solar Solutions | 63060 | Pearl CSG | NY | Genesee | 28 | OP | Solar Photovoltaic | PV | IPP Non-CHP | 2 | 2 | 2 | 2 | 12 | 2018 |  | Y | [8 empty] | 0 | 25 | 3 | Y | [5 empty] | N |  | Y | 3
61227 | Nautilus Solar Solutions | 63060 | Pearl CSG | NY | Genesee | 29 | OP | Solar Photovoltaic | PV | IPP Non-CHP | 2 | 2 | 2 | 2 | 12 | 2018 |  | Y | [8 empty] | 0 | 25 | 3 | Y | [5 empty] | N |  | Y | 3
61012 | AES Distributed Energy | 63061 | Clover Creek Solar Community Solar | UT | Juab | CLVR | OP | Solar Photovoltaic | PV | IPP Non-CHP | 2 | 80 | 80 | 80 | 12 | 2021 |  | Y | [8 empty] | 0 | 1 | 107.3 |  | Y |  |  |  |  | Y | 107.3 | N
7140 | Georgia Power Co | 63062 | Fort Valley State University Solar | GA | Peach | 1 | OP | Solar Photovoltaic | PV | Electric Utility | 1 | 10.8 | 10.8 | 10.8 | 1 | 2022 |  |  |  | Y | [6 empty] | 180 | 20 | 15.1 | Y | [5 empty] | N |  | N
62856 | Forefront Power, LLC | 63068 | SCCCD - Fresno Community College | CA | Fresno | 231 | OP | Solar Photovoltaic | PV | IPP Non-CHP | 2 | 2.2 | 2.2 | 2.2 | 10 | 2018 |  | N |  | Y | [6 empty] | 180 | 7 | 2.4 | Y | [5 empty] | Y | 2.4 | N
62856 | Forefront Power, LLC | 63069 | Harmony Road Solar | IL | McHenry | 1823 | OP | Solar Photovoltaic | PV | IPP Non-CHP | 2 | 1.9 | 1.9 | 1.9 | 9 | 2020 |  | N |  | Y | [6 empty] | 180 | 25 | 2.2 | Y | [5 empty] | Y | 2.2 | N
62856 | Forefront Power, LLC | 63070 | Square Barn Solar | IL | McHenry | 1820 | OP | Solar Photovoltaic | PV | IPP Non-CHP | 2 | 1.5 | 1.5 | 1.5 | 9 | 2020 |  | N |  | Y | [6 empty] | 180 | 25 | 1.7 | Y | [5 empty] | Y | 1.7 | N
62856 | Forefront Power, LLC | 63071 | Reed Road Solar | IL | McHenry | 1822 | OP | Solar Photovoltaic | PV | IPP Non-CHP | 2 | 1.3 | 1.3 | 1.3 | 9 | 2020 |  | N |  | Y | [6 empty] | 180 | 25 | 1.6 | Y | [5 empty] | Y | 1.6 | N
61227 | Nautilus Solar Solutions | 63072 | BTC2 Solar (CSG) | MD | Baltimore | 18 | OP | Solar Photovoltaic | PV | IPP Non-CHP | 2 | 2 | 2 | 2 | 7 | 2019 |  | Y | [8 empty] | 0 | 25 | 3 | Y | [5 empty] | N |  | Y | 3
62856 | Forefront Power, LLC | 63073 | Mooseheart School Solar | IL | Kane | 1817 | OP | Solar Photovoltaic | PV | IPP Non-CHP | 2 | 2 | 2 | 2 | 11 | 2020 |  | N |  | Y | [6 empty] | 180 | 25 | 2.8 | Y | [5 empty] | Y | 2.8 | N
62856 | Forefront Power, LLC | 63074 | Reedley Community College Solar | CA | Fresno | 234 | OP | Solar Photovoltaic | PV | IPP Non-CHP | 2 | 2.6 | 2.6 | 2.6 | 12 | 2018 |  | N |  | Y | [6 empty] | 180 | 7 | 2.8 | Y | [5 empty] | Y | 2.8 | N
61227 | Nautilus Solar Solutions | 63075 | Upper Marlboro 1 CSG | MD | Prince Georges | 20 | OP | Solar Photovoltaic | PV | IPP Non-CHP | 2 | 2 | 2 | 2 | 12 | 2019 |  | Y | [8 empty] | 90 | 25 | 3 | Y | [5 empty] | N |  | Y | 3
5248 | Dominion Energy Inc. | 63076 | Gutenberg Solar | NC | Northampton | GUTN | OP | Solar Photovoltaic | PV | Electric Utility | 1 | 79.9 | 79.9 | 79.9 | 9 | 2019 |  | Y | [8 empty] | 180 |  | 119 |  | Y |  |  |  |  | N |  | N
62627 | Alchemy Renewable Energy | 63077 | Twittys Creek Solar, LLC | VA | Charlotte | VATC | OP | Solar Photovoltaic | PV | IPP Non-CHP | 2 | 13.8 | 13.8 | 13.8 | 12 | 2020 |  | Y | [8 empty] | 180 |  | 17.4 | Y | [5 empty] | N |  | N
60059 | ZGlobal Inc | 63078 | Eagle Creek | CA | Kern | EGCRK | OP | Solar Photovoltaic | PV | IPP Non-CHP | 2 | 3 | 3 | 3 | 12 | 2019 |  | Y | [8 empty] | 180 | 0 | 4.1 | Y | [5 empty] | N |  | N
61227 | Nautilus Solar Solutions | 63079 | Bethlehem Solar | NY | Albany | 157 | OP | Solar Photovoltaic | PV | IPP Non-CHP | 2 | 1.7 | 1.7 | 1.7 | 6 | 2019 |  | Y | [8 empty] | 0 | 25 | 2.2 | Y | [5 empty] | N |  | Y | 2.2
60639 | AEP Renewables | 63080 | Harry Allen Solar Energy LLC | NV | Clark | GEN1 | OP | Solar Photovoltaic | PV | IPP Non-CHP | 2 | 100 | 100 | 100 | 5 | 2021 |  | Y | [8 empty] | 180 |  | 123.5 | Y | [5 empty] | N |  | N
59300 | PNM Resources | 63081 | San Miguel I Solar Energy Center | NM | San Miguel | SMI | OP | Solar Photovoltaic | PV | Electric Utility | 1 | 10 | 10 | 8.2 | 9 | 2019 |  | Y | [8 empty] | 180 | 0 | 12.8 | Y | [5 empty] | N |  | N
59300 | PNM Resources | 63082 | San Miguel II Solar Energy Center | NM | San Miguel | SMII | OP | Solar Photovoltaic | PV | Electric Utility | 1 | 10 | 10 | 8.2 | 10 | 2019 |  | Y | [8 empty] | 180 | 0 | 12.5 | Y | [5 empty] | N |  | N
62834 | Caden Energix Pamplin LLC | 63083 | Caden Energix Pamplin LLC | VA | Appomattox | ENX04 | OP | Solar Photovoltaic | PV | IPP Non-CHP | 2 | 15.7 | 15.7 | 15.7 | 7 | 2020 |  | Y | [8 empty] | 60 |  | 19.8 |  | Y |  |  |  |  | N |  | N
62835 | Caden Energix Hickory LLC | 63084 | Caden Energix Hickory LLC | VA | Chesapeake City | ENX02 | OP | Solar Photovoltaic | PV | IPP Non-CHP | 2 | 20 | 20 | 20 | 8 | 2020 |  | Y | [8 empty] | 60 |  | 24.8 |  | Y |  |  |  |  | N |  | N
62835 | Caden Energix Hickory LLC | 63084 | Caden Energix Hickory LLC | VA | Chesapeake City | ENX03 | OP | Solar Photovoltaic | PV | IPP Non-CHP | 2 | 12 | 12 | 12 | 9 | 2020 |  | Y | [8 empty] | 60 |  | 15.5 |  | Y |  |  |  |  | N |  | N
61227 | Nautilus Solar Solutions | 63085 | White CSG | MD | Baltimore | 15124 | OP | Solar Photovoltaic | PV | IPP Non-CHP | 2 | 2 | 2 | 2 | 1 | 2020 |  | Y | [8 empty] | 90 | 7 | 2.3 | Y | [5 empty] | N |  | Y | 2
61227 | Nautilus Solar Solutions | 63086 | Frog Hollow CSG | NY | Ulster | 1731 | OP | Solar Photovoltaic | PV | IPP Non-CHP | 2 | 2 | 2 | 2 | 10 | 2019 |  | Y | [8 empty] | 90 | 7 | 3 | Y | [5 empty] | N |  | Y | 3
62900 | Caden Energix Rives Road LLC | 63087 | Caden Energix Rives Road LLC | VA | Prince George | ENX01 | OP | Solar Photovoltaic | PV | IPP Non-CHP | 2 | 19.7 | 19.7 | 19.7 | 5 | 2020 |  | Y | [8 empty] | 60 |  | 20.9 |  | Y |  |  |  |  | N |  | N
61227 | Nautilus Solar Solutions | 63089 | Gibbons CSG | MD | Worcester | 15122 | OP | Solar Photovoltaic | PV | IPP Non-CHP | 2 | 2 | 2 | 2 | 12 | 2019 |  | Y | [8 empty] | 90 | 25 | 2.5 | Y | [5 empty] | N |  | Y | 2
62856 | Forefront Power, LLC | 63091 | UC Santa Cruz Solar | CA | Santa Cruz | 246 | OP | Solar Photovoltaic | PV | IPP Non-CHP | 2 | 1.8 | 1.8 | 1.8 | 7 | 2021 |  | N |  | Y | [6 empty] | 200 | 7 | 2.2 | Y | [5 empty] | Y | 2.2 | N
62902 | Highline Services, LLC | 63092 | Riverview Solar | CO | Logan | RIVER | OP | Solar Photovoltaic | PV | Electric Utility | 1 | 1.5 | 1.5 | 1.5 | 11 | 2019 |  | Y | [8 empty] | 135 | 0 | 1.9 | Y | [5 empty] | N |  | N
20860 | Wisconsin Public Service Corp | 63105 | Two Creeks Solar | WI | Manitowoc | 1 | OP | Solar Photovoltaic | PV | Electric Utility | 1 | 150 | 150 | 150 | 11 | 2020 |  | Y | [8 empty] | 0 | 60 | 213 | Y | [5 empty] | N |  | N
61227 | Nautilus Solar Solutions | 63106 | Dover CSG | NY | Dutchess | 21 | OP | Solar Photovoltaic | PV | IPP Non-CHP | 2 | 2 | 2 | 2 | 9 | 2019 |  | Y | [8 empty] | 90 | 7 | 3.1 | Y | [5 empty] | N |  | Y | 3
61227 | Nautilus Solar Solutions | 63107 | Howell CSG | NY | Orange | 1725 | OP | Solar Photovoltaic | PV | IPP Non-CHP | 2 | 2 | 2 | 2 | 2 | 2020 |  | Y |  | Y | [6 empty] | 90 | 25 | 3 | Y | [5 empty] | N |  | Y | 3
61227 | Nautilus Solar Solutions | 63108 | Strauss CSG | NY | Seneca | 30 | OP | Solar Photovoltaic | PV | IPP Non-CHP | 2 | 2 | 2 | 2 | 9 | 2019 |  | Y | [8 empty] | 90 | 7 | 3.1 | Y | [5 empty] | N |  | Y | 3
6452 | Florida Power & Light Co | 63109 | Discovery Solar Center | FL | Brevard | 1 | OP | Solar Photovoltaic | PV | Electric Utility | 1 | 74.5 | 74.5 | 74.5 | 5 | 2021 |  |  |  | Y | [6 empty] | 180 | 20 | 98.3 | Y | [5 empty] | N |  | N
6452 | Florida Power & Light Co | 63110 | Sabal Palm Solar Center | FL | Palm Beach | 1 | OP | Solar Photovoltaic | PV | Electric Utility | 1 | 74.5 | 74.5 | 74.5 | 4 | 2021 |  |  |  | Y | [6 empty] | 180 | 20 | 113.4 | Y | [5 empty] | N |  | N
61227 | Nautilus Solar Solutions | 63112 | Ellsworth I CSG | NY | Saratoga | 22 | OP | Solar Photovoltaic | PV | IPP Non-CHP | 2 | 2 | 2 | 2 | 9 | 2019 |  | Y |  | N | [6 empty] | 90 | 7 | 3.1 | Y | [5 empty] | N |  | Y | 3
62915 | Madison Energy Holdings LLC | 63116 | Dakota Community Solar One LLC CSG | MN | Dakota | 52838 | OP | Solar Photovoltaic | PV | IPP Non-CHP | 2 | 1 | 1 | 1 | 12 | 2019 |  |  |  | Y | [6 empty] | 180 | 30 | 1.4 | Y | [5 empty] | N |  | Y | 1.4
62915 | Madison Energy Holdings LLC | 63117 | Douglas Todd Community Solar One LLC CSG | MN | Douglas | 52834 | OP | Solar Photovoltaic | PV | IPP Non-CHP | 2 | 1 | 1 | 1 | 12 | 2019 |  |  |  | Y | [6 empty] | 180 | 30 | 1.4 | Y | [5 empty] | N |  | Y | 1.4
62915 | Madison Energy Holdings LLC | 63118 | Meeker Community Solar One LLC CSG | MN | Meeker | 52824 | OP | Solar Photovoltaic | PV | IPP Non-CHP | 2 | 1 | 1 | 1 | 12 | 2019 |  |  |  | Y | [6 empty] | 180 | 30 | 1.4 | Y | [5 empty] | N |  | Y | 1.4
62915 | Madison Energy Holdings LLC | 63119 | McLeod Community Solar One LLC CSG | MN | McLeod | 52832 | OP | Solar Photovoltaic | PV | IPP Non-CHP | 2 | 1 | 1 | 1 | 12 | 2019 |  |  |  | Y | [6 empty] | 180 | 30 | 1.4 | Y | [5 empty] | N |  | Y | 1.4
62915 | Madison Energy Holdings LLC | 63120 | Nicollet Community Solar One LLC | MN | Nicollet | 52828 | OP | Solar Photovoltaic | PV | IPP Non-CHP | 2 | 1 | 1 | 1 | 7 | 2020 |  |  |  | Y | [6 empty] | 180 | 30 | 1.4 | Y | [5 empty] | N |  | Y | 1.4
62915 | Madison Energy Holdings LLC | 63121 | Stearns Community Solar One LLC CSG | MN | Stearns | 52825 | OP | Solar Photovoltaic | PV | IPP Non-CHP | 2 | 1 | 1 | 1 | 12 | 2019 |  |  |  | Y | [6 empty] | 180 | 30 | 1.4 | Y | [5 empty] | N |  | Y | 1.4
62915 | Madison Energy Holdings LLC | 63122 | Sherburne Community Solar One LLC CSG | MN | Sherburne | 52814 | OP | Solar Photovoltaic | PV | IPP Non-CHP | 2 | 1 | 1 | 1 | 12 | 2019 |  |  |  | Y | [6 empty] | 180 | 30 | 1.4 | Y | [5 empty] | N |  | Y | 1.4
62905 | Syncarpha Taos I, LLC | 63123 | Syncarpha Taos | NM | Taos | SYNTA | OP | Solar Photovoltaic | PV | IPP Non-CHP | 2 | 3.1 | 3.1 | 3.1 | 5 | 2020 |  | Y | [8 empty] | 180 |  | 4.2 | Y | [5 empty] | N |  | N
62904 | Syncarpha El Rito I, LLC | 63124 | Syncarpha El Rito | NM | Rio Arriba | SYNEL | OP | Solar Photovoltaic | PV | IPP Non-CHP | 2 | 1.6 | 1.6 | 1.6 | 12 | 2019 |  | Y | [8 empty] | 180 |  | 2 | Y | [5 empty] | N |  | N
62906 | Syncarpha Questa I, LLC | 63125 | Syncarpha Questa | NM | Taos | SYNQU | OP | Solar Photovoltaic | PV | IPP Non-CHP | 2 | 1.6 | 1.6 | 1.6 | 1 | 2020 |  | Y | [8 empty] | 180 |  | 2.1 | Y | [5 empty] | N |  | N
62911 | Drew Solar LLC | 63127 | Drew Solar LLC | CA | Imperial | DS | OP | Solar Photovoltaic | PV | IPP Non-CHP | 2 | 100 | 100 | 100 | 11 | 2022 |  | Y | [8 empty] | 180 | 60 | 137.7 | Y | [5 empty] | N |  | N
62912 | Iris Solar LLC | 63128 | Iris Solar LLC | LA | Washington | ISLLC | OP | Solar Photovoltaic | PV | IPP Non-CHP | 2 | 50 | 50 | 50 | 10 | 2022 |  | Y | [8 empty] | 0 | 60 | 82.5 |  | Y |  |  |  |  | N |  | N
61012 | AES Distributed Energy | 63129 | Allis Medina Solar LLC CSG | NY | Orleans | ALLIS | OP | Solar Photovoltaic | PV | IPP Non-CHP | 2 | 5 | 5 | 5 | 7 | 2020 |  | Y | [8 empty] | 31 | 25 | 7.3 | Y | [5 empty] | N |  | Y | 7.3
61012 | AES Distributed Energy | 63130 | Beals Medina Solar LLC CSG | NY | Orleans | BEALS | OP | Solar Photovoltaic | PV | IPP Non-CHP | 2 | 3.5 | 3.5 | 3.5 | 5 | 2020 |  | N |  | Y | [6 empty] | 31 | 25 | 5.2 | Y | [5 empty] | N |  | Y | 5
61012 | AES Distributed Energy | 63131 | West Street Solar 1 LLC | MA | Worcester | GRDNR | OP | Solar Photovoltaic | PV | IPP Non-CHP | 2 | 5 | 5 | 5 | 12 | 2019 |  |  |  | Y | [6 empty] | 5 | 25 | 7.3 | Y | [5 empty] | N |  | N
61227 | Nautilus Solar Solutions | 63136 | Hopkins Hill CSG | RI | Kent | 64605 | OP | Solar Photovoltaic | PV | IPP Non-CHP | 2 | 4.8 | 4.8 | 4.8 | 11 | 2020 |  |  |  | Y | [6 empty] | 180 | 20 | 4.8 | Y | [5 empty] | N |  | N
61227 | Nautilus Solar Solutions | 63136 | Hopkins Hill CSG | RI | Kent | HH1 | OP | Solar Photovoltaic | PV | IPP Non-CHP | 2 | 3.3 | 3.3 | 3.3 | 11 | 2020 |  |  |  | Y | [6 empty] | 180 | 25 | 4.8 | Y | [5 empty] | N |  | Y | 4.8
61227 | Nautilus Solar Solutions | 63136 | Hopkins Hill CSG | RI | Kent | HH2 | OP | Solar Photovoltaic | PV | IPP Non-CHP | 2 | 3.3 | 3.3 | 3.3 | 11 | 2020 |  |  |  | Y | [6 empty] | 180 | 25 | 4.8 | Y | [5 empty] | N |  | Y | 4.8
15470 | Duke Energy Indiana, LLC | 63137 | Tippecanoe Solar Power Plant | IN | Tippecanoe | PV1 | OP | Solar Photovoltaic | PV | Electric Utility | 1 | 1.6 | 1.6 | 1.6 | 12 | 2019 |  |  |  | Y | [6 empty] | 180 | 30 | 2.4 | Y | [5 empty] | N |  | N
60531 | Standard Solar | 63138 | USS Haven Solar LLC CSG | MN | Sherburne | USHAV | OP | Solar Photovoltaic | PV | IPP Non-CHP | 2 | 1 | 1 | 1 | 11 | 2019 |  | Y | [8 empty] | 0 | 0 | 1.4 | Y | [5 empty] | N |  | Y | 1
60531 | Standard Solar | 63139 | USS White Cloud LLC CSG | MN | Sherburne | USSWC | OP | Solar Photovoltaic | PV | IPP Non-CHP | 2 | 1 | 1 | 1 | 11 | 2019 |  | Y | [8 empty] | 0 | 0 | 1.4 | Y | [5 empty] | N |  | Y | 1
60531 | Standard Solar | 63140 | USS Westeros Solar LLC CSG | MN | Carver | USSWS | OP | Solar Photovoltaic | PV | IPP Non-CHP | 2 | 1 | 1 | 1 | 6 | 2020 |  | Y | [8 empty] | 0 | 0 | 1.4 | Y | N |  |  |  |  | N |  | Y | 1.4
60531 | Standard Solar | 63141 | USS Sunrise Solar LLC CSG | MN | Chisago | SNRSE | OP | Solar Photovoltaic | PV | IPP Non-CHP | 2 | 1 | 1 | 1 | 6 | 2020 |  | Y | [8 empty] | 0 | 0 | 1.4 | Y | [5 empty] | N |  | Y | 1.4
60531 | Standard Solar | 63142 | USS Milkweed Solar LLC CSG | MN | Stearns | MLKWD | OP | Solar Photovoltaic | PV | IPP Non-CHP | 2 | 1 | 1 | 1 | 6 | 2020 |  | Y | [8 empty] | 0 | 0 | 1.4 | Y | [5 empty] | N |  | Y | 1.4
60531 | Standard Solar | 63143 | USS Greenhouse Solar LLC CSG | MN | Goodhue | GRHSE | OP | Solar Photovoltaic | PV | IPP Non-CHP | 2 | 1 | 1 | 1 | 1 | 2020 |  | Y | [8 empty] | 0 | 0 | 1.4 | Y | [5 empty] | N |  | Y | 1.4
60531 | Standard Solar | 63144 | USS Mayhew Solar LLC CSG | MN | Benton | MAYHW | OP | Solar Photovoltaic | PV | IPP Non-CHP | 2 | 1 | 1 | 1 | 6 | 2020 |  | Y | [8 empty] | 0 | 0 | 1.4 | Y | [5 empty] | N |  | Y | 1.4
60531 | Standard Solar | 63145 | USS Cheyenne Solar LLC CSG | MN | Chisago | CHYNE | OP | Solar Photovoltaic | PV | IPP Non-CHP | 2 | 1 | 1 | 1 | 1 | 2020 |  | Y | [8 empty] | 0 | 0 | 1.4 | Y | [5 empty] | N |  | Y | 1.4
60531 | Standard Solar | 63146 | USS Midtown Solar LLC CSG | MN | Stearns | MDTWN | OP | Solar Photovoltaic | PV | IPP Non-CHP | 2 | 1 | 1 | 1 | 2 | 2020 |  | Y | [8 empty] | 0 | 0 | 1.4 | Y | [5 empty] | N |  | Y | 1
60531 | Standard Solar | 63147 | USS Monarch Solar LLC CSG | MN | Pope | MNRCH | OP | Solar Photovoltaic | PV | IPP Non-CHP | 2 | 1 | 1 | 1 | 6 | 2020 |  | Y | [8 empty] | 0 | 0 | 1.4 | Y | [5 empty] | N |  | Y | 1.4
60531 | Standard Solar | 63148 | USS Turkey Solar LLC CSG | MN | Meeker | TURKY | OP | Solar Photovoltaic | PV | IPP Non-CHP | 2 | 1 | 1 | 1 | 1 | 2020 |  | Y | [8 empty] | 0 | 0 | 1.4 | Y | [5 empty] | N |  | Y | 1.4
56990 | NJR Clean Energy Ventures Corporation | 63149 | Franklin Solar | NJ | Warren | FRANK | OP | Solar Photovoltaic | PV | IPP Non-CHP | 2 | 8.8 | 8.8 | 8.8 | 1 | 2020 |  |  |  | Y | [6 empty] | 180 | 25 | 10 | Y | [5 empty] | N |  | N
56990 | NJR Clean Energy Ventures Corporation | 63150 | Pohatcong Solar Farm | NJ | Warren | POHAT | OP | Solar Photovoltaic | PV | IPP Non-CHP | 2 | 8 | 8 | 8 | 1 | 2020 |  |  |  | Y | [6 empty] | 180 | 25 | 10 | Y | [5 empty] | N |  | N
60531 | Standard Solar | 63151 | USS Solar Sources LLC CSG | MN | Washington | SOURC | OP | Solar Photovoltaic | PV | IPP Non-CHP | 2 | 1 | 1 | 1 | 10 | 2020 |  | Y | [8 empty] | 0 | 0 | 1.4 | Y | [5 empty] | N |  | Y | 1
60531 | Standard Solar | 63152 | USS Christoffer Solar LLC CSG | MN | Chippewa | CHRST | OP | Solar Photovoltaic | PV | IPP Non-CHP | 2 | 1 | 1 | 1 | 9 | 2020 |  | Y | [8 empty] | 0 | 0 | 1.4 | Y | [5 empty] | N |  | Y | 1.4
60531 | Standard Solar | 63153 | USS Buckaroo Solar LLC CSG | MN | Clay | BUCKR | OP | Solar Photovoltaic | PV | IPP Non-CHP | 2 | 1 | 1 | 1 | 10 | 2020 |  | Y | [8 empty] | 0 | 0 | 1.4 | Y | [5 empty] | N |  | Y | 1.4
60531 | Standard Solar | 63154 | USS Horne North Solar LLC CSG | MN | Clay | HORNN | OP | Solar Photovoltaic | PV | IPP Non-CHP | 2 | 1 | 1 | 1 | 10 | 2020 |  | Y | [8 empty] | 0 | 0 | 1.4 | Y | [5 empty] | N |  | Y | 1.4
60531 | Standard Solar | 63155 | USS Horne South Solar LLC CSG | MN | Clay | HORNS | OP | Solar Photovoltaic | PV | IPP Non-CHP | 2 | 1 | 1 | 1 | 10 | 2020 |  | Y | [8 empty] | 0 | 0 | 1.4 | Y | [5 empty] | N |  | Y | 1.4
60531 | Standard Solar | 63156 | USS JJ Clay Solar LLC CSG | MN | Clay | JJCLY | OP | Solar Photovoltaic | PV | IPP Non-CHP | 2 | 1 | 1 | 1 | 10 | 2020 |  | Y | [8 empty] | 0 | 0 | 1.4 | Y | [5 empty] | N |  | Y | 1.4
60531 | Standard Solar | 63157 | USS Verde Solar LLC CSG | MN | Redwood | VERDE | OP | Solar Photovoltaic | PV | IPP Non-CHP | 2 | 1 | 1 | 1 | 10 | 2020 |  | Y | [8 empty] | 0 | 0 | 1.4 | Y | [5 empty] | N |  | Y | 1.4
60531 | Standard Solar | 63158 | USS Cougar Solar LLC CSG | MN | Redwood | COUGR | OP | Solar Photovoltaic | PV | IPP Non-CHP | 2 | 1 | 1 | 1 | 9 | 2020 |  | Y | [8 empty] | 0 | 0 | 1.4 | Y | [5 empty] | N |  | Y | 1.4
60531 | Standard Solar | 63159 | USS Flower Solar LLC CSG | MN | Nicollet | FLOWR | OP | Solar Photovoltaic | PV | IPP Non-CHP | 2 | 1 | 1 | 1 | 9 | 2020 |  | Y | [8 empty] | 0 | 0 | 1.4 | Y | [5 empty] | N |  | Y | 1.4
60531 | Standard Solar | 63160 | USS All In Solar LLC CSG | MN | Freeborn | ALLIN | OP | Solar Photovoltaic | PV | IPP Non-CHP | 2 | 1 | 1 | 1 | 10 | 2020 |  | Y | [8 empty] | 0 | 0 | 1.4 | Y | [5 empty] | N |  | Y | 1.4
61012 | AES Distributed Energy | 63161 | AES Tonawanda Solar LLC | NY | Erie | TNWDA | OP | Solar Photovoltaic | PV | IPP Non-CHP | 2 | 2 | 2 | 2 | 1 | 2020 |  |  |  | Y | [6 empty] | 0 | 25 | 2.6 | Y | [5 empty] | N |  | N
62961 | Mountain Parks Services, Inc. | 63163 | Tom Sifers Solar | CO | Grand | SIFRS | OP | Solar Photovoltaic | PV | IPP Non-CHP | 2 | 1 | 1 | 1 | 11 | 2019 |  | Y | [8 empty] | 180 |  | 1.3 | Y | [5 empty] | N |  | N
62961 | Mountain Parks Services, Inc. | 63164 | Whiskey Hill Solar | CO | Jackson | WHSKY | OP | Solar Photovoltaic | PV | IPP Non-CHP | 2 | 1 | 1 | 1 | 11 | 2019 |  | Y | [8 empty] | 180 |  | 1.3 | Y | [5 empty] | N |  | N
65173 | United States Solar Corporation | 63165 | USS Reindeer Solar LLC CSG | MN | Benton | RENDR | OP | Solar Photovoltaic | PV | IPP Non-CHP | 2 | 1 | 1 | 1 | 12 | 2020 |  | Y | [8 empty] | 0 | 0 | 1.4 | Y | [5 empty] | N |  | Y | 1
65173 | United States Solar Corporation | 63166 | USS Bush Solar LLC CSG | MN | Steele | BUSH | OP | Solar Photovoltaic | PV | IPP Non-CHP | 2 | 1 | 1 | 1 | 10 | 2020 |  | Y | [8 empty] | 0 | 0 | 1.4 | Y | [5 empty] | N |  | Y | 1
65173 | United States Solar Corporation | 63167 | USS Hancock Solar LLC CSG | MN | Carver | HNCCK | OP | Solar Photovoltaic | PV | IPP Non-CHP | 2 | 1 | 1 | 1 | 1 | 2021 |  | Y | [8 empty] | 0 | 0 | 1.4 | Y | [5 empty] | N |  | Y | 1
65173 | United States Solar Corporation | 63168 | USS Pheasant Solar LLC CSG | MN | Chippewa | PHSNT | OP | Solar Photovoltaic | PV | IPP Non-CHP | 2 | 1 | 1 | 1 | 11 | 2020 |  | Y | [8 empty] | 0 | 0 | 1.4 | Y | [5 empty] | N |  | Y | 1
60531 | Standard Solar | 63169 | USS KVPV Solar LLC CSG | MN | Clay | KVPV | OP | Solar Photovoltaic | PV | IPP Non-CHP | 2 | 1 | 1 | 1 | 10 | 2020 |  | Y | [8 empty] | 0 | 0 | 1.4 | Y | [5 empty] | N |  | Y | 1.4
60531 | Standard Solar | 63170 | USS Kass Solar LLC | MN | Lyon | KASS | OP | Solar Photovoltaic | PV | IPP Non-CHP | 2 | 1 | 1 | 1 | 1 | 2021 |  | N |  | Y | [6 empty] | 0 | 0 | 1.4 | Y | [5 empty] | N |  | Y | 1
65173 | United States Solar Corporation | 63171 | USS Chariot Solar LLC | MN | Renville | CHROT | OP | Solar Photovoltaic | PV | IPP Non-CHP | 2 | 1 | 1 | 1 | 1 | 2021 |  | Y | [8 empty] | 0 | 0 | 1.4 | Y | [5 empty] | N |  | N
62962 | Hartmann Community Solar LLC | 63174 | Hartmann Project CSG | MN | Sherburne | TC3 | OP | Solar Photovoltaic | PV | IPP Non-CHP | 2 | 1 | 1 | 1 | 12 | 2019 |  | Y | [8 empty] | 180 | 55 | 1.4 | Y | [5 empty] | N |  | Y | 1.4
62963 | E. Goenner Community Solar LLC | 63175 | E. Goenner Project CSG | MN | Sherburne | TC3 | OP | Solar Photovoltaic | PV | IPP Non-CHP | 2 | 1 | 1 | 1 | 12 | 2019 |  | Y | [8 empty] | 180 | 55 | 1.4 | Y | [5 empty] | N |  | Y | 1.4
62964 | Prawer Community Solar LLC | 63176 | Prawer Project CSG | MN | Sherburne | TC3 | OP | Solar Photovoltaic | PV | IPP Non-CHP | 2 | 1 | 1 | 1 | 1 | 2020 |  |  |  | Y | [6 empty] | 180 | 30 | 1.4 | Y | [5 empty] | N |  | Y | 1.4
62965 | Schwinghamer Community Solar LLC | 63177 | Schwinghamer Project CSG | MN | Stearns | TC3 | OP | Solar Photovoltaic | PV | IPP Non-CHP | 2 | 1 | 1 | 1 | 12 | 2019 |  |  |  | Y | [6 empty] | 180 | 30 | 1.4 | Y | [5 empty] | N |  | Y | 1.4
62966 | STAG St. Paul Community Solar LLC | 63178 | STAG St. Paul Project CSG | MN | Dakota | TC3 | OP | Solar Photovoltaic | PV | IPP Non-CHP | 2 | 1 | 1 | 1 | 1 | 2020 |  | N |  | Y | [5 empty] | N | 180 | 10 | 1.4 | Y | [5 empty] | N |  | Y | 1.4
60970 | SunShare Management | 63179 | Linden 01 CSG | MN | Scott | KANE1 | OP | Solar Photovoltaic | PV | IPP Non-CHP | 2 | 1 | 1 | 1 | 5 | 2020 |  | N |  | Y | [6 empty] | 180 | 30 | 1.5 | Y | [5 empty] | N |  | Y | 1.5
62627 | Alchemy Renewable Energy | 63180 | TPE Whitney Solar, LLC | TX | Bosque | TXWHT | OP | Solar Photovoltaic | PV | IPP Non-CHP | 2 | 9.9 | 9.9 | 9.9 | 12 | 2017 |  | Y | [8 empty] | 180 | 55 | 14.3 | Y | [5 empty] | N |  | N
62923 | Solar Planet Power | 63181 | Monroeville Solar | OH | Huron | MNVL | OP | Solar Photovoltaic | PV | IPP Non-CHP | 2 | 3.2 | 3 | 3 | 12 | 2017 |  |  |  | Y | [6 empty] | 0 | 20 | 5.1 | Y | [5 empty] | N |  | N
60970 | SunShare Management | 63182 | Linden 02 CSG | MN | Scott | LIND2 | OP | Solar Photovoltaic | PV | IPP Non-CHP | 2 | 1 | 1 | 1 | 5 | 2020 |  | N |  | Y | [6 empty] | 180 | 30 | 1.5 | Y | [5 empty] | N |  | Y | 1.5
60970 | SunShare Management | 63183 | Linden 03 CSG | MN | Scott | LIND3 | OP | Solar Photovoltaic | PV | IPP Non-CHP | 2 | 1 | 1 | 1 | 5 | 2020 |  | N |  | Y | [6 empty] | 180 | 30 | 1.5 | Y | [5 empty] | N |  | Y | 1.5
59300 | PNM Resources | 63184 | Rio Rancho Solar Energy Center | NM | Bernalillo | RIRA | OP | Solar Photovoltaic | PV | Electric Utility | 1 | 10 | 10 | 10 | 12 | 2019 |  | Y | [8 empty] | 180 | 0 | 12.5 | Y | [5 empty] | N |  | N
56990 | NJR Clean Energy Ventures Corporation | 63185 | Sayreville Solar Project | NJ | Middlesex | SAYRE | OP | Solar Photovoltaic | PV | IPP Non-CHP | 2 | 3.1 | 3.1 | 3.1 | 9 | 2019 |  |  |  | Y | [6 empty] | 180 | 12 | 4.4 | Y | [5 empty] | Y | 4.4 | N
62894 | Imeson Solar Farm LLC | 63186 | Imeson Solar | FL | Duval | IMESO | OP | Solar Photovoltaic | PV | IPP Non-CHP | 2 | 5 | 5 | 5 | 12 | 2019 |  | Y |  | N | [6 empty] | 90 | 52 | 9 | Y | [5 empty] | N |  | N
62951 | FL Solar 4, LLC | 63187 | FL Solar 4, LLC | FL | Leon | FL4 | OP | Solar Photovoltaic | PV | IPP Non-CHP | 2 | 42 | 42 | 42 | 12 | 2019 |  |  |  | Y | [6 empty] | 180 | 25 | 55 |  | Y |  |  |  |  | N |  | N
62701 | Vista Solar, Inc. | 63189 | Bio-Rad | CA | Contra Costa | BIORD | OP | Solar Photovoltaic | PV | IPP Non-CHP | 2 | 2.5 | 2.4 | 1.1 | 10 | 2021 |  |  |  | Y | [6 empty] | 180 | 15 | 2.5 | Y | [5 empty] | Y | 2.5 | N
62701 | Vista Solar, Inc. | 63191 | Hopkinton Phase 2 | RI | Washington | HTP2 | OP | Solar Photovoltaic | PV | IPP Non-CHP | 2 | 2.5 | 2.5 | 1.9 | 9 | 2020 |  |  |  | Y | [6 empty] | 180 | 25 | 2.5 | Y | [5 empty] | N |  | N
56990 | NJR Clean Energy Ventures Corporation | 63198 | ACCP NJ 1 | NJ | Sussex | ACCP1 | OP | Solar Photovoltaic | PV | IPP Non-CHP | 2 | 1.2 | 1.2 | 1.2 | 9 | 2020 |  |  |  | Y | [6 empty] | 180 | 15 | 1.5 | Y | [5 empty] | N |  | N
60474 | Vanguard Energy Partners, LLC | 63200 | Bergenmand Solar Partners, LLC Mahwah | NJ | Bergen | SA1 | OP | Solar Photovoltaic | PV | IPP Non-CHP | 2 | 0.5 | 0.5 | 0.1 | 8 | 2012 |  |  |  | Y | [6 empty] | 182 | 10 | 0.7 | Y | [5 empty] | Y | 0.7 | N
60474 | Vanguard Energy Partners, LLC | 63200 | Bergenmand Solar Partners, LLC Mahwah | NJ | Bergen | SA2 | OP | Solar Photovoltaic | PV | IPP Non-CHP | 2 | 0.5 | 0.5 | 0.1 | 8 | 2012 |  |  |  | Y | [6 empty] | 182 | 10 | 0.7 | Y | [5 empty] | Y | 0.7 | N
62988 | DG California Solar LLC | 63204 | CID Solar (CA) | CA | Kings | HLS | OP | Solar Photovoltaic | PV | IPP Non-CHP | 2 | 2 | 2 | 2 | 9 | 2019 |  | Y | [8 empty] | 180 |  | 2.3 | Y | [5 empty] | Y | 2.3 | N
62989 | Rafael Solar LLC | 63206 | Rafael Solar | OR | Marion | RSPV1 | OP | Solar Photovoltaic | PV | IPP Non-CHP | 2 | 2.2 | 2.2 | 2.2 | 10 | 2019 |  |  |  | Y | [6 empty] | 180 | 20 | 3.2 | Y | [5 empty] | N |  | N
62990 | Case Creek Solar LLC | 63207 | Case Creek Solar | OR | Marion | CCPV1 | OP | Solar Photovoltaic | PV | IPP Non-CHP | 2 | 2.2 | 2.2 | 2.2 | 10 | 2019 |  |  |  | Y | [6 empty] | 180 | 20 | 3.2 | Y | [5 empty] | N |  | N
62991 | Kale Patch Solar LLC | 63208 | Kale Patch Solar | OR | Marion | KPPV1 | OP | Solar Photovoltaic | PV | IPP Non-CHP | 2 | 2.2 | 2.2 | 2.2 | 10 | 2019 |  |  |  | Y | [6 empty] | 180 | 20 | 3.3 | Y | [5 empty] | N |  | N
49893 | Invenergy Services LLC | 63211 | Samson Solar Energy | TX | Franklin | GEN1 | OP | Solar Photovoltaic | PV | IPP Non-CHP | 2 | 250 | 250 | 250 | 5 | 2022 |  |  |  | Y | [6 empty] | 0 | 60 | 250 | Y | [5 empty] | N |  | N
58135 | Ecos Energy LLC | 63212 | Battle Creek Solar | VT | Bennington | BC1 | OP | Solar Photovoltaic | PV | IPP Non-CHP | 2 | 2.2 | 2.2 | 2.2 | 10 | 2018 |  |  |  | Y | [6 empty] | 180 | 25 | 3.4 | Y | [5 empty] | N |  | N
62947 | Johnson Melloh Solutions | 63213 | Sheridan School Corporation Solar | IN | Hamilton | 418ES | OP | Solar Photovoltaic | PV | Commercial Non-CHP | 4 | 0.6 | 0.4 | 0.4 | 6 | 2016 |  |  | Y | Y | [6 empty] | 180 | 30 | 0.7 | Y | [5 empty] | Y | 0.7 | N
62947 | Johnson Melloh Solutions | 63213 | Sheridan School Corporation Solar | IN | Hamilton | 418HS | OP | Solar Photovoltaic | PV | Commercial Non-CHP | 4 | 0.9 | 0.4 | 0.4 | 12 | 2016 |  |  |  | Y | [6 empty] | 180 | 25 | 1.1 | Y | [5 empty] | Y | 1.1 | N
62950 | HG Solar Development, LLC | 63214 | Middleton Solar Park | MA | Essex | MDL01 | OP | Solar Photovoltaic | PV | IPP Non-CHP | 2 | 5 | 5 | 3.8 | 6 | 2018 |  |  |  | Y | [6 empty] | 180 | 20 | 6 | Y | [5 empty] | N |  | N
60531 | Standard Solar | 63215 | USS Dot Com Solar LLC CSG | MN | Redwood | DOTCM | OP | Solar Photovoltaic | PV | IPP Non-CHP | 2 | 1.4 | 1.4 | 1.4 | 3 | 2021 |  |  |  | Y | [6 empty] | 0 | 0 | 1.6 | Y | [5 empty] | N |  | Y | 1.4
60531 | Standard Solar | 63216 | USS B&B Solar LLC CSG | MN | Redwood | BB | OP | Solar Photovoltaic | PV | IPP Non-CHP | 2 | 1 | 1 | 1 | 9 | 2020 |  | Y | [8 empty] | 0 | 0 | 1.2 | Y | [5 empty] | N |  | Y | 1.2
65173 | United States Solar Corporation | 63218 | USS Water Town Solar LLC CSG | MN | Le Sueur | WTRTN | OP | Solar Photovoltaic | PV | IPP Non-CHP | 2 | 1 | 1 | 1 | 11 | 2021 |  | Y | [8 empty] | 0 | 0 | 1.4 | Y | [5 empty] | N |  | N
65173 | United States Solar Corporation | 63219 | USS Water Fowl Solar LLC CSG | MN | McLeod | WTRFL | OP | Solar Photovoltaic | PV | IPP Non-CHP | 2 | 1 | 1 | 1 | 9 | 2022 |  | Y | [8 empty] | 180 |  | 1.4 | Y | [5 empty] | N |  | N
65173 | United States Solar Corporation | 63220 | USS Water City Solar LLC CSG | MN | Le Sueur | WTRCY | OP | Solar Photovoltaic | PV | IPP Non-CHP | 2 | 1 | 1 | 1 | 10 | 2021 |  | Y | [8 empty] | 0 | 0 | 1.4 | Y | [5 empty] | N |  | N
60531 | Standard Solar | 63221 | USS Steamboat Solar LLC CSG | MN | Redwood | STMBT | OP | Solar Photovoltaic | PV | IPP Non-CHP | 2 | 1 | 1 | 1 | 4 | 2021 |  | N |  | Y | [6 empty] | 0 | 0 | 1.2 | Y | [5 empty] | N |  | Y | 1
62842 | Lightsource Renewable Energy Asset Management, LLC | 63222 | Impact Solar 1 | TX | Lamar | TXIM1 | OP | Solar Photovoltaic | PV | IPP Non-CHP | 2 | 198.5 | 198.5 | 198.5 | 12 | 2020 |  | Y | [8 empty] | 180 | 60 | 260 | Y | [5 empty] | N |  | N
55983 | Luminant Generation Company LLC | 63223 | Brightside | TX | Bee | UNIT1 | OP | Solar Photovoltaic | PV | IPP Non-CHP | 2 | 50.7 | 50.7 | 50.7 | 5 | 2022 |  | Y | [8 empty] | 180 | 52 | 65 | Y | [5 empty] | N |  | N
60531 | Standard Solar | 63224 | NY 26 Carthage CSG | NY | Jefferson | X0140 | OP | Solar Photovoltaic | PV | IPP Non-CHP | 2 | 5 | 5 | 5 | 3 | 2020 |  | Y | [8 empty] | 25 | 0 | 7.2 | Y | [5 empty] | N |  | Y | 7.2
63006 | AGA TAG Solar IV LLC | 63225 | AGA TAG Solar IV LLC | NC | Brunswick | PV1 | OP | Solar Photovoltaic | PV | IPP Non-CHP | 2 | 4.9 | 4.8 | 4.8 | 12 | 2019 |  | Y | [8 empty] | 45 | 45 | 7.2 | Y | [5 empty] | Y | 4.8 | N
62998 | Cox Enterprises | 63229 | Manheim New Jersey | NJ | Burlington | NJSGR | OP | Solar Photovoltaic | PV | Commercial Non-CHP | 4 | 0.8 | 0.8 | 0.8 | 6 | 2013 |  |  |  | Y | [6 empty] | 180 | 20 | 1 | Y | [5 empty] | Y | 1 | N
62998 | Cox Enterprises | 63229 | Manheim New Jersey | NJ | Burlington | NJSRO | OP | Solar Photovoltaic | PV | Commercial Non-CHP | 4 | 1.4 | 1.4 | 1.4 | 6 | 2009 |  |  |  | Y | [6 empty] | 180 | 5 | 1.7 | Y | [5 empty] | Y | 1.7 | N
62994 | Dynamic Energy Solutions, LLC | 63230 | Knaggs Brothers Farm | NY | Albany | KNAGG | OP | Solar Photovoltaic | PV | Industrial Non-CHP | 6 | 3.9 | 3.9 | 0.5 | 12 | 2018 |  |  |  | Y | [6 empty] | 180 | 25 | 5.5 | Y | [5 empty] | Y | 5.5 | N
63001 | MN CSG 2, LLC | 63231 | Woodbury Solar | MN | Washington | PV | OP | Solar Photovoltaic | PV | IPP Non-CHP | 2 | 3 | 3 | 3 | 7 | 2020 |  |  |  | Y | [6 empty] | 180 | 25 | 4 | Y | [5 empty] | N |  | N
62994 | Dynamic Energy Solutions, LLC | 63232 | Brookfield Wire Company | MA | Worcester | BROOK | OP | Solar Photovoltaic | PV | Industrial Non-CHP | 6 | 1.4 | 1.4 | 0.2 | 6 | 2016 |  |  |  | Y | [6 empty] | 180 | 25 | 2 | Y | [5 empty] | Y | 2 | N
62992 | O'Neill Creek Solar LLC | 63235 | O'Neill Creek Solar | OR | Washington | OCPV1 | OP | Solar Photovoltaic | PV | IPP Non-CHP | 2 | 2.2 | 2.2 | 2.2 | 11 | 2019 |  |  |  | Y | [6 empty] | 180 | 20 | 3.3 | Y | [5 empty] | N |  | N
62999 | Old Court Rd Solar, LLC | 63237 | Old Court Rd Solar | MD | Howard | OLDCT | OP | Solar Photovoltaic | PV | IPP Non-CHP | 2 | 2 | 2 | 2 | 10 | 2019 |  |  |  | Y | [6 empty] | 4 | 25 | 2.6 | Y | [5 empty] | N |  | Y | 2.6
58135 | Ecos Energy LLC | 63239 | Sherman Solar | CT | New London | SHRM | OP | Solar Photovoltaic | PV | IPP Non-CHP | 2 | 1 | 1 | 1 | 12 | 2019 |  |  |  | Y | [6 empty] | 180 | 25 | 1.2 | Y | [5 empty] | N |  | Y | 1.2
58135 | Ecos Energy LLC | 63240 | Jackson Solar (CT) | CT | New London | JACK | OP | Solar Photovoltaic | PV | IPP Non-CHP | 2 | 1 | 1 | 1 | 12 | 2019 |  |  |  | Y | [6 empty] | 180 | 25 | 1.2 | Y | [5 empty] | N |  | Y | 1.2
63016 | Limelight Solar II LLC | 63241 | Limelight Solar II LLC | SC | Spartanburg | SCLL | OP | Solar Photovoltaic | PV | IPP Non-CHP | 2 | 2 | 2 | 2 | 12 | 2019 |  |  |  | Y | [6 empty] | 180 | 25 | 2.6 | Y | [5 empty] | N |  | N
63018 | ATOOD Solar III LLC | 63242 | ATOOD Solar III LLC | SC | Spartanburg | SCAT | OP | Solar Photovoltaic | PV | IPP Non-CHP | 2 | 2 | 2 | 2 | 12 | 2019 |  | Y | [8 empty] | 45 | 45 | 2.7 | Y | [5 empty] | Y | 2 | N
63019 | AGA TAG Solar III LLC | 63243 | AGA TAG Solar III LLC | SC | Spartanburg | SCAG | OP | Solar Photovoltaic | PV | IPP Non-CHP | 2 | 2 | 2 | 2 | 8 | 2020 |  | Y | [8 empty] | 45 | 45 | 2.7 | Y | [5 empty] | N |  | N
58135 | Ecos Energy LLC | 63244 | Sydney Solar | CT | Windham | SYDN | OP | Solar Photovoltaic | PV | IPP Non-CHP | 2 | 2 | 2 | 2 | 6 | 2020 |  |  |  | Y | [6 empty] | 180 | 25 | 2.4 | Y | [5 empty] | N |  | Y | 2
58135 | Ecos Energy LLC | 63245 | Dickinson Solar (CT) | CT | Windham | DCKN | OP | Solar Photovoltaic | PV | IPP Non-CHP | 2 | 2 | 2 | 2 | 6 | 2020 |  |  |  | Y | [6 empty] | 180 | 25 | 2.4 | Y | [5 empty] | N |  | Y | 2
63359 | REA Investments, LLC | 63247 | Novel Debra Solar LLC CSG | MN | Dodge | DEBRA | OP | Solar Photovoltaic | PV | IPP Non-CHP | 2 | 1 | 1 | 1 | 12 | 2020 |  | Y | [8 empty] | 180 | 55 | 1.4 | Y | [5 empty] | N |  | Y | 1.4
63359 | REA Investments, LLC | 63249 | Novel Wayne Solar LLC CSG | MN | Dodge | WAYNE | OP | Solar Photovoltaic | PV | IPP Non-CHP | 2 | 1 | 1 | 1 | 1 | 2021 |  | Y | [8 empty] | 180 | 60 | 1.4 | Y | [5 empty] | N |  | Y | 1.4
63049 | Cannon Garden LLC | 63252 | Cannon Garden Solar | MN | Rice | CGS | OP | Solar Photovoltaic | PV | IPP Non-CHP | 2 | 1 | 1 | 1 | 1 | 2020 |  |  |  | Y | [6 empty] | 180 | 25 | 1.3 | Y | [5 empty] | N |  | N
63054 | Francis Scott Key Mall | 63253 | Francis Scott Key Mall | MD | Frederick | FSK | OP | Solar Photovoltaic | PV | Commercial Non-CHP | 4 | 1.6 | 2.1 | 2.1 | 3 | 2018 |  |  |  | Y | [6 empty] | 219 | 5 | 2.1 | Y | [5 empty] | Y | 2.1 | N
63055 | Altamonte Mall | 63254 | Altamonte Mall | FL | Seminole | ALT | OP | Solar Photovoltaic | PV | Commercial Non-CHP | 4 | 1.5 | 1.5 | 1.5 | 5 | 2016 |  |  |  | Y | [6 empty] | 180 | 5 | 2 | Y | [5 empty] | Y | 2 | N
63012 | 2W Permian Solar, LLC | 63255 | 2W Permian Solar Project Hybrid | TX | Andrews | 2WPSO | OP | Solar Photovoltaic | PV | IPP Non-CHP | 2 | 420 | 420 | 420 | 8 | 2021 |  | Y | [8 empty] | 90 |  | 520 | Y | [5 empty] | N |  | N
63056 | Pembroke Lakes Mall | 63256 | Pembroke Lakes Mall | FL | Broward | PLM | OP | Solar Photovoltaic | PV | Commercial Non-CHP | 4 | 1.1 | 1.1 | 1.1 | 1 | 2016 |  |  |  | Y | [6 empty] | 180 | 5 | 1.4 | Y | [5 empty] | Y | 1.4 | N
63057 | Short Hills Mall | 63257 | Short Hills Mall | NJ | Essex | SHM | OP | Solar Photovoltaic | PV | Commercial Non-CHP | 4 | 2.7 | 3.5 | 3.5 | 5 | 2018 |  |  |  | Y | [6 empty] | 200 | 5 | 3.5 | Y | [5 empty] | Y | 3.5 | N
62982 | AC Power 1, LLC | 63260 | AC Power | NJ | Burlington | ACP | OP | Solar Photovoltaic | PV | IPP Non-CHP | 2 | 1.3 | 1.3 | 1.3 | 7 | 2019 |  |  |  | Y | [6 empty] | 180 | 25 | 1.6 | Y | [5 empty] | N |  | N
63058 | DG Northeast 1, LLC | 63262 | Becton Canaan | CT | Litchfield | PH1GR | OP | Solar Photovoltaic | PV | IPP Non-CHP | 2 | 1.5 | 1.5 | 1.5 | 3 | 2018 |  |  |  | Y | [6 empty] | 180 | 25 | 2 | Y | [5 empty] | Y | 2 | N
63058 | DG Northeast 1, LLC | 63262 | Becton Canaan | CT | Litchfield | PH1RF | OP | Solar Photovoltaic | PV | IPP Non-CHP | 2 | 0.5 | 0.5 | 0.5 | 3 | 2018 |  |  |  | Y | [6 empty] | 173 | 10 | 0.6 | Y | [5 empty] | Y | 0.6 | N
63058 | DG Northeast 1, LLC | 63262 | Becton Canaan | CT | Litchfield | PH2RF | OP | Solar Photovoltaic | PV | IPP Non-CHP | 2 | 0.5 | 0.5 | 0.5 | 12 | 2019 |  |  |  | Y | [6 empty] | 173 | 10 | 0.7 | Y | [5 empty] | Y | 0.7 | N
58135 | Ecos Energy LLC | 63263 | Plainfield Solar 2 | CT | Windham | PLFD2 | OP | Solar Photovoltaic | PV | IPP Non-CHP | 2 | 1 | 1 | 1 | 4 | 2020 |  |  |  | Y | [6 empty] | 180 | 25 | 1.2 | Y | [5 empty] | N |  | Y | 1
61012 | AES Distributed Energy | 63264 | Partridge Hill Solar Hybrid | MA | Worcester | PART3 | OP | Solar Photovoltaic | PV | IPP Non-CHP | 2 | 2 | 2 | 2 | 12 | 2020 |  |  |  | Y | [6 empty] | 5 | 25 | 2.8 | Y | [5 empty] | N |  | Y | 2.8
62627 | Alchemy Renewable Energy | 63266 | Penny Hill Solar | NC | Pitt | NCPHL | OP | Solar Photovoltaic | PV | IPP Non-CHP | 2 | 2 | 2 | 2 | 9 | 2017 |  |  |  | Y | [6 empty] | 180 | 20 | 2.7 | Y | [5 empty] | N |  | N
62627 | Alchemy Renewable Energy | 63267 | Meeks Solar, LLC | NC | Martin | NCMKS | OP | Solar Photovoltaic | PV | IPP Non-CHP | 2 | 2 | 2 | 2 | 7 | 2017 |  |  |  | Y | [6 empty] | 180 | 20 | 2.8 | Y | [5 empty] | N |  | N
62627 | Alchemy Renewable Energy | 63270 | Strider Solar, LLC | NC | Randolph | NCSTR | OP | Solar Photovoltaic | PV | IPP Non-CHP | 2 | 5 | 5 | 5 | 4 | 2018 |  |  |  | Y | [6 empty] | 180 | 20 | 7 | Y | [5 empty] | N |  | N
62161 | Cubico USA, LLC | 63271 | Huntley | SC | Orangeburg | 1295 | OP | Solar Photovoltaic | PV | IPP Non-CHP | 2 | 75 | 75 | 75 | 4 | 2020 |  | Y | [10 empty] | 98.9 |  | Y |  |  |  |  | N |  | N
62627 | Alchemy Renewable Energy | 63272 | Woodsdale Farm, LLC | NC | Person | NCWOO | OP | Solar Photovoltaic | PV | IPP Non-CHP | 2 | 2 | 2 | 2 | 11 | 2018 |  |  |  | Y | [6 empty] | 180 | 20 | 2.6 | Y | [5 empty] | N |  | N
62161 | Cubico USA, LLC | 63273 | Wagyu | TX | Brazoria | 1215 | OP | Solar Photovoltaic | PV | IPP Non-CHP | 2 | 120 | 120 | 120 | 8 | 2020 |  | Y | [10 empty] | 162.4 |  | Y |  |  |  |  | N |  | N
60531 | Standard Solar | 63276 | Mtn. Solar 1 | CO | Adams | X0133 | OP | Solar Photovoltaic | PV | IPP Non-CHP | 2 | 1.5 | 1.5 | 1.5 | 8 | 2019 |  | Y | [8 empty] | 0 | 0 | 1.9 | Y | [5 empty] | N |  | Y | 1.5
60531 | Standard Solar | 63277 | Mtn. Solar 2 | CO | Adams | X0133 | OP | Solar Photovoltaic | PV | IPP Non-CHP | 2 | 1.5 | 1.5 | 1.5 | 9 | 2019 |  | Y | [8 empty] | 0 | 0 | 1.9 | Y | [5 empty] | N |  | Y | 1.5
60531 | Standard Solar | 63278 | CO LI CSG 1 - Kamerra | CO | Adams | X0056 | OP | Solar Photovoltaic | PV | IPP Non-CHP | 2 | 1.5 | 1.5 | 1.5 | 10 | 2019 |  | Y | [8 empty] | 0 | 0 | 2 | Y | [5 empty] | N |  | Y | 1.5
58871 | Citizens Enterprises Corporation | 63279 | Barneveld Solar | NY | Oneida | PV1 | OP | Solar Photovoltaic | PV | IPP Non-CHP | 2 | 1 | 1 | 1 | 5 | 2019 |  |  |  | Y | [6 empty] | 180 | 20 | 1.4 | Y | [5 empty] | N |  | Y | 1.4
61012 | AES Distributed Energy | 63280 | AES Kekaha Solar, LLC Hybrid | HI | Kauai | KEKAH | OP | Solar Photovoltaic | PV | IPP Non-CHP | 2 | 14 | 14 | 14 | 12 | 2019 |  | Y | [8 empty] | 0 | 0 | 19.3 | Y | [5 empty] | N |  | N
63071 | DG Amaze New Jersey, LLC | 63286 | DG Amaze ACY1 | NJ | Gloucester | ACY1 | OP | Solar Photovoltaic | PV | IPP Non-CHP | 2 | 3.8 | 3.8 | 3.8 | 6 | 2019 |  |  |  | Y | [6 empty] | 210 | 5 | 5.2 | Y | N |  |  |  |  | N |  | Y | 5.2
63060 | Brass Mill Center | 63288 | Brass Mill Center | CT | New Haven | BMC | OP | Solar Photovoltaic | PV | Commercial Non-CHP | 4 | 3.4 | 3.4 | 3.4 | 12 | 2017 |  |  |  | Y | [6 empty] | 150 | 5 | 4.2 | Y | [5 empty] | Y | 4.2 | N
63062 | White Marsh Mall | 63289 | White Marsh Mall | MD | Baltimore | WMM | OP | Solar Photovoltaic | PV | Commercial Non-CHP | 4 | 1.1 | 1.1 | 1.1 | 12 | 2015 |  |  |  | Y | [6 empty] | 137 | 5 | 1.4 | Y | [5 empty] | Y | 1.4 | N
63061 | Natick Mall | 63290 | Natick Mall | MA | Middlesex | NM | OP | Solar Photovoltaic | PV | Commercial Non-CHP | 4 | 2.2 | 2.2 | 2.2 | 10 | 2018 |  |  |  | Y | [6 empty] | 177 | 5 | 2.8 | Y | [5 empty] | Y | 2.8 | N
63059 | Diamond Properties | 63291 | Grand Prix Solar | NY | Westchester | GPS | OP | Solar Photovoltaic | PV | Commercial Non-CHP | 4 | 1.6 | 1.9 | 1.9 | 3 | 2014 |  |  |  | Y | [6 empty] | 205 | 5 | 1.9 | Y | [5 empty] | Y | 1.6 | N
63059 | Diamond Properties | 63292 | 100 Brook Hill Drive Solar | NY | Rockland | BHD | OP | Solar Photovoltaic | PV | Commercial Non-CHP | 4 | 2 | 1.5 | 1.5 | 12 | 2015 |  |  |  | Y | [6 empty] | 173 | 5 | 2.5 | Y | [5 empty] | Y | 2.5 | N
62627 | Alchemy Renewable Energy | 63293 | Cottonwood Solar, LLC | NC | Northampton | NCCWD | OP | Solar Photovoltaic | PV | IPP Non-CHP | 2 | 3 | 3 | 3 | 1 | 2018 |  | Y | [8 empty] | 180 | 45 | 4.2 | Y | [5 empty] | N |  | N
63079 | Cincinnati Zoo & Botanical Garden | 63294 | Parking Lot Array | OH | Hamilton | LOTPV | OP | Solar Photovoltaic | PV | Commercial Non-CHP | 4 | 1.4 | 1.3 | 0.8 | 5 | 2011 |  |  |  | Y | [6 empty] | 160 | 39 | 1.6 | Y | [5 empty] | Y | 1.3 | N
63073 | Chicot Solar, LLC | 63295 | Chicot Solar | AR | Chicot | CHICO | OP | Solar Photovoltaic | PV | IPP Non-CHP | 2 | 100 | 100 | 100 | 9 | 2020 |  | Y | [8 empty] | 180 | 52 | 140 | Y | [5 empty] | N |  | N
62627 | Alchemy Renewable Energy | 63296 | 232 Long Branch 29 Solar I, LLC | NC | Cleveland | NCLFT | OP | Solar Photovoltaic | PV | IPP Non-CHP | 2 | 2 | 2 | 2 | 8 | 2018 |  |  |  | Y | [6 empty] | 180 | 15 | 1.8 | Y | [5 empty] | N |  | N
62994 | Dynamic Energy Solutions, LLC | 63297 | Hobart & William Smith College Gates Rd. | NY | Ontario | GATES | OP | Solar Photovoltaic | PV | Commercial Non-CHP | 4 | 1.9 | 1.8 | 0.2 | 12 | 2017 |  |  |  | Y | [6 empty] | 189 | 25 | 2.6 | Y | [5 empty] | Y | 2.6 | N
62994 | Dynamic Energy Solutions, LLC | 63298 | Barrette Outdoor Living, Inc. | NJ | Atlantic | BARRE | OP | Solar Photovoltaic | PV | Industrial Non-CHP | 6 | 1.5 | 1.5 | 0.2 | 4 | 2019 |  |  |  | Y | [6 empty] | 174 | 10 | 2.1 | Y | [5 empty] | Y | 2.1 | N
62627 | Alchemy Renewable Energy | 63299 | Harvest Beulaville, LLC | NC | Duplin | NCBVL | OP | Solar Photovoltaic | PV | IPP Non-CHP | 2 | 2 | 2 | 2 | 4 | 2017 |  |  |  | Y | [6 empty] | 180 | 20 | 2.7 | Y | [5 empty] | N |  | N
62983 | SE Athos I, LLC | 63300 | Athos Solar Project | CA | Riverside | IPAT1 | OP | Solar Photovoltaic | PV | IPP Non-CHP | 2 | 250 | 250 | 250 | 6 | 2022 |  | Y | [8 empty] | 60 |  | 365 |  | Y |  |  |  |  | N |  | N
63065 | SOLV Energy LLC | 63301 | Garrett Solar | OR | Lake | 1888 | OP | Solar Photovoltaic | PV | IPP Non-CHP | 2 | 10 | 10 | 10 | 12 | 2019 |  | Y | [8 empty] | 0 |  | 13.1 | Y | [5 empty] | N |  | N
61944 | MN8 Energy LLC | 63303 | Alticor Inc - Solar Project | CA | Orange | AISP | OP | Solar Photovoltaic | PV | IPP Non-CHP | 2 | 1.2 | 1.1 | 0.7 | 12 | 2017 |  |  |  | Y | [6 empty] | 180 | 10 | 1.4 | Y | [5 empty] | N |  | N
62759 | National Grid Renewables | 63304 | Allium Community Solar Garden, LLC | MN | Stearns | ALIUM | OP | Solar Photovoltaic | PV | IPP Non-CHP | 2 | 1 | 1 | 1 | 1 | 2021 |  | Y | [7 empty] | N | 180 | 30 | 1.5 |  | Y |  |  |  |  | N |  | N
62759 | National Grid Renewables | 63305 | Aster Community Solar Garden, LLC | MN | Kandiyohi | ASTER | OP | Solar Photovoltaic | PV | IPP Non-CHP | 2 | 1 | 1 | 1 | 10 | 2020 |  | Y | [8 empty] | 180 | 30 | 1.5 |  | Y |  |  |  |  | N |  | N
62759 | National Grid Renewables | 63307 | Westport Community Solar, LLC | MN | Kandiyohi | WESTP | OP | Solar Photovoltaic | PV | IPP Non-CHP | 2 | 1 | 1 | 1 | 1 | 2021 |  | Y | [8 empty] | 180 | 30 | 1.5 |  | Y |  |  |  |  | N |  | N
62759 | National Grid Renewables | 63308 | Marigold Community Solar Garden, LLC | MN | Le Sueur | MGOLD | OP | Solar Photovoltaic | PV | IPP Non-CHP | 2 | 1 | 1 | 1 | 1 | 2021 |  | Y | [8 empty] | 180 | 30 | 1.5 |  | Y |  |  |  |  | N |  | N
62759 | National Grid Renewables | 63309 | Honeysuckle Solar, LLC | MN | McLeod | HONEY | OP | Solar Photovoltaic | PV | IPP Non-CHP | 2 | 1 | 1 | 1 | 1 | 2021 |  | Y | [8 empty] | 180 | 30 | 1.5 | N | Y |  |  |  |  | N |  | N
62759 | National Grid Renewables | 63311 | Lantana Solar, LLC | MN | Redwood | LANTA | OP | Solar Photovoltaic | PV | IPP Non-CHP | 2 | 1 | 1 | 1 | 1 | 2021 |  | Y | [8 empty] | 180 | 30 | 1.5 |  | Y |  |  |  |  | N |  | N
62759 | National Grid Renewables | 63312 | Hyacinth Solar, LLC | MN | Dakota | HYCIN | OP | Solar Photovoltaic | PV | IPP Non-CHP | 2 | 1 | 1 | 1 | 10 | 2020 |  | Y | [8 empty] | 180 | 30 | 1.5 |  | Y |  |  |  |  | N |  | N
62759 | National Grid Renewables | 63313 | Coral Bells Solar, LLC | MN | Chisago | CORAL | OP | Solar Photovoltaic | PV | IPP Non-CHP | 2 | 1 | 1 | 1 | 12 | 2020 |  | Y | [8 empty] | 180 | 30 | 1.5 |  | Y |  |  |  |  | N |  | N
62759 | National Grid Renewables | 63314 | Primrose Solar, LLC | MN | Blue Earth | PROSE | OP | Solar Photovoltaic | PV | IPP Non-CHP | 2 | 1 | 1 | 1 | 4 | 2021 |  | Y | [8 empty] | 180 | 30 | 1.5 |  | Y |  |  |  |  | N |  | N
62759 | National Grid Renewables | 63315 | Kerria Solar, LLC | MN | Renville | KERIA | OP | Solar Photovoltaic | PV | IPP Non-CHP | 2 | 1 | 1 | 1 | 10 | 2020 |  | Y | [8 empty] | 180 | 30 | 1.5 |  | Y |  |  |  |  | N |  | N
62759 | National Grid Renewables | 63317 | Geranium Solar, LLC | MN | Kandiyohi | GERNM | OP | Solar Photovoltaic | PV | IPP Non-CHP | 2 | 1 | 1 | 1 | 10 | 2020 |  | Y | [8 empty] | 180 | 30 | 1.5 |  | Y |  |  |  |  | N |  | N
62759 | National Grid Renewables | 63318 | Bellflower Solar, LLC | MN | Stearns | BELLF | OP | Solar Photovoltaic | PV | IPP Non-CHP | 2 | 1 | 1 | 1 | 12 | 2020 |  | Y | [8 empty] | 180 | 30 | 1.5 |  | Y |  |  |  |  | N |  | N
62759 | National Grid Renewables | 63319 | Iris Solar, LLC (MN) | MN | Nicollet | IRIS | OP | Solar Photovoltaic | PV | IPP Non-CHP | 2 | 1 | 1 | 1 | 10 | 2020 |  | Y | [8 empty] | 180 | 30 | 1.5 |  | Y |  |  |  |  | N |  | N
63092 | SE Titan, LLC | 63320 | Titan Solar Project | TX | Culberson | IPTTN | OP | Solar Photovoltaic | PV | IPP Non-CHP | 2 | 260 | 260 | 260 | 12 | 2021 |  | Y | [8 empty] | 60 |  | 367 |  | Y |  |  |  |  | N |  | N
62759 | National Grid Renewables | 63321 | Bingham Solar, LLC | MI | Clinton | BINGH | OP | Solar Photovoltaic | PV | IPP Non-CHP | 2 | 20 | 20 | 20 | 12 | 2020 |  | Y | [7 empty] | N | 180 | 30 | 29.4 | N |  |  |  |  | Y | N |  | N
62759 | National Grid Renewables | 63322 | Temperance Solar, LLC | MI | Monroe | TEMPR | OP | Solar Photovoltaic | PV | IPP Non-CHP | 2 | 20 | 20 | 20 | 12 | 2020 |  | Y | [7 empty] | N | 180 | 30 | 29.6 | [5 empty] | Y | N |  | N
63080 | Bluefin Origination 1, LLC | 63323 | Bluefin Origination 1 | MD | Prince Georges | SIMBA | OP | Solar Photovoltaic | PV | IPP Non-CHP | 2 | 2 | 2 | 2 | 11 | 2019 |  | Y | [8 empty] | 180 | 0 | 3 | Y | [5 empty] | N |  | Y | 3
15470 | Duke Energy Indiana, LLC | 63324 | Camp Atterbury Microgrid Hybrid | IN | Johnson | PV1 | OP | Solar Photovoltaic | PV | Electric Utility | 1 | 2 | 2 | 2 | 11 | 2019 |  | Y | [8 empty] | 180 | 60 | 2.8 | Y | [5 empty] | N |  | N
63100 | SE Juno, LLC | 63328 | Juno Solar Project | TX | Borden | IPJNO | OP | Solar Photovoltaic | PV | IPP Non-CHP | 2 | 141 | 141 | 141 | 8 | 2021 |  | Y | [8 empty] | 60 | 60 | 193 |  | Y |  |  |  |  | N |  | N
63100 | SE Juno, LLC | 63328 | Juno Solar Project | TX | Borden | JUNO1 | OP | Solar Photovoltaic | PV | IPP Non-CHP | 2 | 159 | 159 | 159 | 6 | 2021 |  | Y | [8 empty] | 60 | 60 | 219 |  | Y |  |  |  |  | N |  | N
63101 | SE Aragorn, LLC | 63329 | Aragorn Solar Project | TX | Culberson | IPAGN | OP | Solar Photovoltaic | PV | IPP Non-CHP | 2 | 187.2 | 180 | 180 | 12 | 2021 |  | Y | [8 empty] | 60 |  | 255 |  | Y |  |  |  |  | N |  | N
62627 | Alchemy Renewable Energy | 63330 | Duus Solar, LLC | OR | Clackamas | ORDUS | OP | Solar Photovoltaic | PV | IPP Non-CHP | 2 | 10 | 10 | 10 | 2 | 2020 |  | Y | [8 empty] | 180 |  | 15.2 | Y | [5 empty] | N |  | N
62627 | Alchemy Renewable Energy | 63331 | Firwood Solar, LLC | OR | Clackamas | ORFWD | OP | Solar Photovoltaic | PV | IPP Non-CHP | 2 | 10 | 10 | 10 | 2 | 2020 |  | Y | [8 empty] | 180 |  | 15.2 | Y | [5 empty] | N |  | N
62627 | Alchemy Renewable Energy | 63332 | Aulander Hwy 42 Solar, LLC | NC | Hertford | NCAUL | OP | Solar Photovoltaic | PV | IPP Non-CHP | 2 | 5 | 5 | 5 | 12 | 2016 |  | Y | [8 empty] | 180 | 45 | 7.1 | Y | [5 empty] | N |  | N
56990 | NJR Clean Energy Ventures Corporation | 63334 | Campus Drive Solar | NJ | Burlington | CAMPS | OP | Solar Photovoltaic | PV | IPP Non-CHP | 2 | 3.7 | 3.7 | 3.7 | 5 | 2020 |  |  |  | Y | [6 empty] | 140 | 10 | 4.8 | Y | [5 empty] | N |  | N
63106 | Sutton Solar 2, LLC | 63336 | Sutton Solar 2, LLC CSG | MA | Worcester | 6004 | OP | Solar Photovoltaic | PV | IPP Non-CHP | 2 | 1 | 1 | 1 | 12 | 2020 |  | Y | [8 empty] | 180 |  | 1 | Y | [5 empty] | N |  | Y | 1
63107 | Lansing Renewables, LLC | 63337 | Lansing Renewables, LLC | NY | Tompkins | 6004 | OP | Solar Photovoltaic | PV | IPP Non-CHP | 2 | 5 | 5 | 4 | 11 | 2020 |  | Y | [8 empty] | 180 |  | 6.7 | Y | [5 empty] | N |  | N
63108 | Granby Solar, LLC | 63338 | Granby Solar, LLC CSG | MA | Hampshire | 4787 | OP | Solar Photovoltaic | PV | IPP Non-CHP | 2 | 3 | 3 | 3 | 7 | 2021 |  |  |  | Y | [6 empty] | 180 | 25 | 4.8 | Y | [5 empty] | N |  | N
63109 | Hales Mills Solar, LLC | 63339 | Hales Mills Solar, LLC | NY | Fulton | 6609 | OP | Solar Photovoltaic | PV | IPP Non-CHP | 2 | 5 | 3.6 | 2.9 | 10 | 2020 |  |  |  | Y | [6 empty] | 180 | 30 | 5.7 | Y | [5 empty] | N |  | N
63110 | Owlville Creek Solar 2, LLC | 63340 | Owlville Creek Solar 2, LLC | NY | Madison | 6609 | OP | Solar Photovoltaic | PV | IPP Non-CHP | 2 | 5 | 5 | 4 | 12 | 2020 |  | Y | [8 empty] | 180 |  | 6.5 | Y | [5 empty] | N |  | N
63111 | Owlville Creek Solar, LLC | 63341 | Owlville Creek Solar, LLC | NY | Madison | 6608 | OP | Solar Photovoltaic | PV | IPP Non-CHP | 2 | 5 | 5 | 4 | 12 | 2020 |  | Y | [8 empty] | 180 |  | 6.7 | Y | [5 empty] | N |  | N
63121 | Starvation Solar I, LLC | 63344 | Starvation | OR | Harney | STAR | OP | Solar Photovoltaic | PV | IPP Non-CHP | 2 | 9.9 | 9.9 | 9.9 | 12 | 2019 |  | Y | [8 empty] | 180 | 55 | 15.3 | Y | [5 empty] | N |  | N
63119 | Scotch Bonnet Solar, LLC | 63345 | Scotch Bonnet Solar, LLC | NC | Pender | PGR07 | OP | Solar Photovoltaic | PV | IPP Non-CHP | 2 | 4.5 | 4.5 | 4.5 | 12 | 2020 |  |  |  | Y | [6 empty] | 180 | 20 | 4.9 | Y | [5 empty] | N |  | N
63120 | Cubera Solar, LLC | 63346 | Cubera Solar, LLC | NC | Harnett | PGR06 | OP | Solar Photovoltaic | PV | IPP Non-CHP | 2 | 2 | 2 | 2 | 1 | 2020 |  | Y | [8 empty] | 180 | 55 | 2.8 |  | Y |  |  |  |  | N |  | N
63115 | AZ Solar 1, LLC | 63349 | OE_AZ1 | AZ | La Paz | AZ1 | OP | Solar Photovoltaic | PV | IPP Non-CHP | 2 | 32.5 | 32.5 | 32.5 | 1 | 2020 |  | Y | [8 empty] | 180 | 0 | 42 |  | Y |  |  |  |  | N |  | N
63114 | GA Solar 3, LLC | 63350 | OE_GA3 | GA | Mitchell | GA3 | OP | Solar Photovoltaic | PV | IPP Non-CHP | 2 | 57.5 | 57.5 | 57.5 | 1 | 2020 |  | Y | [8 empty] | 180 | 0 | 78 |  | Y |  |  |  |  | N |  | N
63116 | Bluebell Solar II, LLC | 63351 | Bluebell Solar II | TX | Sterling | BBS2 | OP | Solar Photovoltaic | PV | IPP Non-CHP | 2 | 115 | 115 | 115 | 12 | 2020 |  | Y | [8 empty] | 180 |  | 150 |  | Y |  |  |  |  | N |  | N
62067 | EnterSolar | 63353 | Allied Beverages Elizabeth | NJ | Union | ABE | OP | Solar Photovoltaic | PV | IPP Non-CHP | 2 | 3.2 | 3.2 | 3.2 | 6 | 2018 |  |  |  | Y | [6 empty] | 208 | 5 | 4.6 | Y | [5 empty] | Y | 4.6 | N
62067 | EnterSolar | 63354 | Ticket Network South Windsor | CT | Hartford | TNSW | OP | Solar Photovoltaic | PV | IPP Non-CHP | 2 | 1 | 1 | 1 | 5 | 2018 |  |  |  | Y | [6 empty] | 137 | 10 | 1.4 | Y | [5 empty] | Y | 1.4 | N
62067 | EnterSolar | 63355 | Chanel Piscataway Rooftop | NJ | Middlesex | CPR | OP | Solar Photovoltaic | PV | IPP Non-CHP | 2 | 1.4 | 1.4 | 1.4 | 10 | 2018 |  |  |  | Y | [6 empty] | 142 | 5 | 1.8 | Y | [5 empty] | Y | 1.8 | N
62067 | EnterSolar | 63356 | Colonial Pipeline Allentown Chesterfield | NJ | Burlington | CPAC | OP | Solar Photovoltaic | PV | IPP Non-CHP | 2 | 1.9 | 1.9 | 1.9 | 7 | 2018 | N |  |  | Y | [6 empty] | 180 | 20 | 2.5 | Y | [5 empty] | Y | 2.5 | N
62067 | EnterSolar | 63357 | Colonial Pipeline Woodbury West Deptford | NJ | Gloucester | CPWWD | OP | Solar Photovoltaic | PV | IPP Non-CHP | 2 | 3.7 | 3.7 | 3.7 | 5 | 2018 |  |  |  | Y | [6 empty] | 180 | 15 | 4.9 | Y | [5 empty] | Y | 4.9 | N
62067 | EnterSolar | 63358 | Corbin Russwin Phase 3 Berlin | CT | Hartford | CRP3B | OP | Solar Photovoltaic | PV | IPP Non-CHP | 2 | 1 | 1 | 1 | 4 | 2018 |  |  |  | Y | [6 empty] | 162 | 20 | 1.4 | Y | [5 empty] | Y | 1.4 | N
62067 | EnterSolar | 63361 | Medline Ind. Phase 2 Tracy | CA | San Joaquin | MIP2T | OP | Solar Photovoltaic | PV | IPP Non-CHP | 2 | 1 | 1 | 1 | 4 | 2018 |  |  |  | Y | [6 empty] | 180 | 10 | 1.4 | Y | [5 empty] | Y | 1.4 | N
62067 | EnterSolar | 63363 | Niagara Bottling Stockton | CA | San Joaquin | NBS | OP | Solar Photovoltaic | PV | IPP Non-CHP | 2 | 1 | 1 | 1 | 1 | 2018 |  |  |  | Y | [6 empty] | 222 | 5 | 1.2 | Y | [5 empty] | Y | 1.2 | N
60268 | Hartz Solar, LLC | 63366 | 435A Bergen Avenue | NJ | Hudson | 1 | OP | Solar Photovoltaic | PV | Commercial Non-CHP | 4 | 1.4 | 1.4 | 1.1 | 7 | 2019 |  |  |  | Y | [6 empty] | 202 | 10 | 1.9 | Y | [5 empty] | Y | 1.9 | N
63131 | Strandness Garden LLC | 63367 | Strandness Garden | MN | Pope | CGS | OP | Solar Photovoltaic | PV | IPP Non-CHP | 2 | 1 | 1 | 1 | 2 | 2020 |  |  |  | Y | [6 empty] | 180 | 25 | 1.3 | Y | [5 empty] | N |  | N
62719 | Green Street Power Partners | 63368 | GSPP Gilman, LLC | VT | Essex | GILMA | OP | Solar Photovoltaic | PV | IPP Non-CHP | 2 | 2.1 | 2.1 | 2.1 | 9 | 2018 |  |  |  | Y | [6 empty] | 180 | 30 | 2.8 | Y | [5 empty] | N |  | N
62719 | Green Street Power Partners | 63369 | Riley Road LLC | NY | Orange | RILE1 | OP | Solar Photovoltaic | PV | IPP Non-CHP | 2 | 2 | 2 | 2 | 8 | 2019 |  |  |  | Y | [6 empty] | 180 | 20 | 2.8 | Y | [5 empty] | N |  | N
62719 | Green Street Power Partners | 63369 | Riley Road LLC | NY | Orange | RILE2 | OP | Solar Photovoltaic | PV | IPP Non-CHP | 2 | 2 | 2 | 2 | 8 | 2019 |  |  |  | Y | [6 empty] | 180 | 20 | 2.8 | Y | [5 empty] | N |  | N
62719 | Green Street Power Partners | 63370 | GSSP Schneider LLC | MN | Stearns | SCHN1 | OP | Solar Photovoltaic | PV | IPP Non-CHP | 2 | 1 | 1 | 1 | 10 | 2019 |  |  |  | Y | [6 empty] | 180 | 30 | 1.4 | Y | [5 empty] | N |  | N
62719 | Green Street Power Partners | 63370 | GSSP Schneider LLC | MN | Stearns | SCHN2 | OP | Solar Photovoltaic | PV | IPP Non-CHP | 2 | 1 | 1 | 1 | 10 | 2019 |  |  |  | Y | [6 empty] | 180 | 30 | 1.4 | Y | [5 empty] | N |  | N
62719 | Green Street Power Partners | 63370 | GSSP Schneider LLC | MN | Stearns | SCHN3 | OP | Solar Photovoltaic | PV | IPP Non-CHP | 2 | 1 | 1 | 1 | 10 | 2019 |  |  |  | Y | [6 empty] | 180 | 30 | 1.4 | Y | [5 empty] | N |  | N
62719 | Green Street Power Partners | 63370 | GSSP Schneider LLC | MN | Stearns | SCHN4 | OP | Solar Photovoltaic | PV | IPP Non-CHP | 2 | 1 | 1 | 1 | 10 | 2019 |  |  |  | Y | [6 empty] | 180 | 30 | 1.4 | Y | [5 empty] | N |  | N
62719 | Green Street Power Partners | 63370 | GSSP Schneider LLC | MN | Stearns | SCHN5 | OP | Solar Photovoltaic | PV | IPP Non-CHP | 2 | 1 | 1 | 1 | 10 | 2019 |  |  |  | Y | [6 empty] | 180 | 30 | 1.4 | Y | [5 empty] | N |  | N
62719 | Green Street Power Partners | 63371 | Hope Solar Farm LLC | NY | Rensselaer | BRUNS | OP | Solar Photovoltaic | PV | IPP Non-CHP | 2 | 2 | 2 | 2 | 12 | 2019 |  |  |  | Y | [6 empty] | 180 | 25 | 2.9 | Y | [5 empty] | N |  | N
62719 | Green Street Power Partners | 63372 | Catlin Solar 1 LLC | NY | Schuyler | CATLI | OP | Solar Photovoltaic | PV | IPP Non-CHP | 2 | 4 | 4 | 4 | 12 | 2019 |  |  |  | Y | [6 empty] | 180 | 25 | 6.1 | Y | [5 empty] | N |  | N
62719 | Green Street Power Partners | 63373 | Saratoga Solar LLC | NY | Saratoga | SARAT | OP | Solar Photovoltaic | PV | IPP Non-CHP | 2 | 5 | 5 | 5 | 12 | 2019 |  |  |  | Y | [6 empty] | 0 | 30 | 6.3 | Y | [5 empty] | N |  | N
62719 | Green Street Power Partners | 63374 | CP Middletown Solar I LLC | CT | Middlesex | CPMI1 | OP | Solar Photovoltaic | PV | IPP Non-CHP | 2 | 1 | 1 | 1 | 12 | 2019 |  |  |  | Y | [6 empty] | 0 | 20 | 1.3 | Y | [5 empty] | N |  | Y | 1
62719 | Green Street Power Partners | 63375 | CP Middletown Solar II LLC | CT | Middlesex | CPMI2 | OP | Solar Photovoltaic | PV | IPP Non-CHP | 2 | 1 | 1 | 1 | 12 | 2019 |  |  |  | Y | [6 empty] | 0 | 20 | 1.3 | Y | [5 empty] | N |  | Y | 1
63125 | Phelan Pinon Hills Community Services District | 63376 | Phelan Pinon Hills CSD Solar | CA | San Bernardino | PPHS | OP | Solar Photovoltaic | PV | IPP Non-CHP | 2 | 1.2 | 1.1 | 0.8 | 11 | 2015 |  | Y |  | Y | [6 empty] | 180 | 10 | 1.5 | Y | [5 empty] | Y | 1.5 | N
62852 | ESA Hamlet NC LLC | 63377 | ESA Hamlet NC , LLC | NC | Richmond | PGR10 | OP | Solar Photovoltaic | PV | IPP Non-CHP | 2 | 5 | 5 | 3 | 1 | 2021 |  | Y | [8 empty] | 180 | 60 | 5.8 |  | Y |  |  |  |  | N |  | N
63129 | Wapello Solar LLC | 63378 | Wapello Solar LLC | IA | Louisa | WAPLO | OP | Solar Photovoltaic | PV | IPP Non-CHP | 2 | 100 | 100 | 100 | 3 | 2021 |  | Y | [8 empty] | 180 |  | 128 | Y | [5 empty] | N |  | N
60531 | Standard Solar | 63379 | Mtn. Solar 3 CSG | CO | Morgan | X0134 | OP | Solar Photovoltaic | PV | IPP Non-CHP | 2 | 1.5 | 1.5 | 1.5 | 1 | 2020 |  | Y | [8 empty] | 0 | 0 | 2 | Y | [5 empty] | N |  | Y | 2
62915 | Madison Energy Holdings LLC | 63380 | Goodhue Community Solar One LLC CSG | MN | Goodhue | 52829 | OP | Solar Photovoltaic | PV | IPP Non-CHP | 2 | 1 | 1 | 1 | 2 | 2020 |  |  |  | Y | [6 empty] | 180 | 30 | 1.4 | Y | [5 empty] | N |  | Y | 1.4
62627 | Alchemy Renewable Energy | 63381 | Railroad Solar Farm, LLC | NC | Robeson | NCRAL | OP | Solar Photovoltaic | PV | IPP Non-CHP | 2 | 4.1 | 4.1 | 4.1 | 12 | 2016 |  |  |  | Y | [6 empty] | 180 | 25 | 5.4 | Y | [5 empty] | N |  | N
62627 | Alchemy Renewable Energy | 63383 | ATOOD Solar IV, LLC | NC | Brunswick | NCATD | OP | Solar Photovoltaic | PV | IPP Non-CHP | 2 | 5 | 5 | 5 | 12 | 2019 |  |  |  | Y | [6 empty] | 180 | 15 | 6 | Y | [5 empty] | N |  | N
61944 | MN8 Energy LLC | 63385 | Castaic Lake Phase II | CA | Los Angeles | CA135 | OP | Solar Photovoltaic | PV | IPP Non-CHP | 2 | 3.5 | 3.5 | 3.5 | 12 | 2014 |  | Y | [8 empty] | 90 | 60 | 4.4 | Y | [5 empty] | Y | 4.4 | N
63141 | Rancho Seco Solar II, LLC | 63387 | Rancho Seco Solar II, LLC | CA | Sacramento | RSS2 | OP | Solar Photovoltaic | PV | IPP Non-CHP | 2 | 160 | 160 | 160 | 2 | 2021 |  | N |  | Y | [6 empty] | 210 | 20 | 212.8 | Y | [5 empty] | N |  | N
63183 | Oxy Renewable Energy LLC | 63388 | Oxy Renewable Energy - Goldsmith | TX | Ector | SOLAR | OP | Solar Photovoltaic | PV | IPP Non-CHP | 2 | 16.8 | 16.8 | 11.8 | 5 | 2020 |  | Y | [8 empty] | 0 |  | 19.5 |  | Y |  |  | N |  | N |  | N
60571 | AEP Onsite Partners, LLC | 63390 | Shelby Solar Array | OH | Richland | SHBOH | OP | Solar Photovoltaic | PV | IPP Non-CHP | 2 | 1.9 | 1.9 | 1.9 | 12 | 2019 |  | Y | [8 empty] | 0 | 0 | 2.5 | Y | [5 empty] | N |  | N
61724 | New Mexico Renewable Development LLC | 63391 | City of Rio Rancho WWTP | NM | Sandoval | CORR | OP | Solar Photovoltaic | PV | IPP Non-CHP | 2 | 1.2 | 1.2 | 0.8 | 9 | 2019 |  |  |  | Y | [6 empty] | 0 | 30 | 1.3 | Y | [5 empty] | N |  | N
61419 | Luminace Solar MC, LLC | 63392 | DEC Phase II at Georgetown | DE | Sussex | DECII | OP | Solar Photovoltaic | PV | IPP Non-CHP | 2 | 3 | 3 | 3 | 12 | 2019 |  |  |  | Y | [6 empty] | 180 | 25 | 4.2 | Y | [5 empty] | N |  | N
63143 | Falls Creek Garden LLC | 63394 | Falls Creek Garden | MN | Rice | CGS | OP | Solar Photovoltaic | PV | IPP Non-CHP | 2 | 1 | 1 | 1 | 2 | 2020 |  |  |  | Y | [6 empty] | 180 | 25 | 1.3 | Y | [5 empty] | N |  | N
63144 | Star Garden LLC | 63395 | Star Garden | MN | Pope | CGS | OP | Solar Photovoltaic | PV | IPP Non-CHP | 2 | 1 | 1 | 1 | 2 | 2020 |  |  |  | Y | [6 empty] | 180 | 25 | 1.3 | Y | [5 empty] | N |  | N
63157 | Buffalo Garden LLC | 63396 | Buffalo Garden | MN | Waseca | CGS | OP | Solar Photovoltaic | PV | IPP Non-CHP | 2 | 1 | 1 | 1 | 3 | 2020 |  |  |  | Y | [6 empty] | 180 | 25 | 1.3 | Y | [5 empty] | N |  | N
63158 | Loon Garden LLC | 63397 | Loon Garden | MN | Waseca | CGS | OP | Solar Photovoltaic | PV | IPP Non-CHP | 2 | 1 | 1 | 1 | 2 | 2020 |  |  |  | Y | [6 empty] | 180 | 25 | 1.3 | Y | [5 empty] | N |  | N
63163 | Kearsarge Amesbury LLC | 63398 | Kearsarge Amesbury Hybrid | MA | Essex | AMES | OP | Solar Photovoltaic | PV | IPP Non-CHP | 2 | 3.3 | 3.3 | 3.3 | 12 | 2019 |  |  |  | Y | [6 empty] | 180 | 15 | 4.5 | Y | [5 empty] | N |  | Y | 4.5
60571 | AEP Onsite Partners, LLC | 63399 | Galesburg Solar Array | IL | Henderson | GWA01 | OP | Solar Photovoltaic | PV | IPP Non-CHP | 2 | 1.4 | 1.4 | 1.4 | 3 | 2020 |  | Y | [8 empty] | 52 | -52 | 1.9 | Y | [5 empty] | N |  | N
63159 | Stearns Solar I LLC | 63400 | Stearns Solar I | MN | Stearns | STE | OP | Solar Photovoltaic | PV | IPP Non-CHP | 2 | 1 | 1 | 1 | 9 | 2019 |  | Y | [8 empty] | 180 | 52 | 1.4 |  | Y |  |  |  |  | N |  | N
63160 | Olinda Trail Solar LLC | 63401 | Olinda Trail Solar | MN | Chisago | OLI | OP | Solar Photovoltaic | PV | IPP Non-CHP | 2 | 1 | 1 | 1 | 9 | 2019 |  | Y | [8 empty] | 180 | 52 | 1.4 |  | Y |  |  |  |  | N |  | N
63161 | New Munich Solar LLC | 63402 | New Munich Solar | MN | Stearns | MUN | OP | Solar Photovoltaic | PV | IPP Non-CHP | 2 | 1 | 1 | 1 | 9 | 2019 |  | Y | [8 empty] | 180 | 52 | 1.4 |  | Y |  |  |  |  | N |  | N
63162 | Clara City Solar LLC | 63403 | Clara City Solar | MN | Chippewa | CCS | OP | Solar Photovoltaic | PV | IPP Non-CHP | 2 | 1 | 1 | 1 | 9 | 2019 |  | Y | [8 empty] | 180 | 54 | 1.4 |  | Y |  |  |  |  | N |  | N
61944 | MN8 Energy LLC | 63404 | Thermo Fisher | NJ | Somerset | 1 | OP | Solar Photovoltaic | PV | IPP Non-CHP | 2 | 1.5 | 1.5 | 1.5 | 2 | 2013 |  |  |  | Y | [6 empty] | 176 | 5 | 1.7 | Y | [5 empty] | Y | 1.5 | N
61227 | Nautilus Solar Solutions | 63405 | Pearl II | NY | Genesee | 29 | OP | Solar Photovoltaic | PV | IPP Non-CHP | 2 | 2 | 2 | 2 | 12 | 2018 |  | Y | [8 empty] | 0 | 25 | 3 | Y | [5 empty] | N |  | Y | 3
60520 | SoCore Energy LLC | 63406 | Vermillion River_MN_GRE DEA-GM | MN | Dakota | PV1 | OP | Solar Photovoltaic | PV | IPP Non-CHP | 2 | 3 | 3 | 3 | 12 | 2019 |  |  |  | Y | [6 empty] | 182 | 25 | 3.8 | Y | [5 empty] | N |  | N
62923 | Solar Planet Power | 63407 | Macedon | NY | Wayne | 101 | OP | Solar Photovoltaic | PV | IPP Non-CHP | 2 | 2 | 2 | 2 | 2 | 2019 |  | Y | [8 empty] | 0 | 55 | 2.9 | Y |  |  |  |  | N | N |  | N
62923 | Solar Planet Power | 63408 | Whittier | NY | Monroe | 300 | OP | Solar Photovoltaic | PV | IPP Non-CHP | 2 | 2 | 2 | 2 | 3 | 2019 |  | Y | [8 empty] | 0 | 55 | 2.6 | [5 empty] | Y | N |  | N
62923 | Solar Planet Power | 63409 | Williamson | NY | Wayne | 100 | OP | Solar Photovoltaic | PV | IPP Non-CHP | 2 | 2 | 2 | 2 | 3 | 2019 |  | Y | [8 empty] | 0 | 55 | 2.8 | Y |  |  |  |  | N | N |  | N
62923 | Solar Planet Power | 63410 | Bennett | NY | Ontario | 304 | OP | Solar Photovoltaic | PV | IPP Non-CHP | 2 | 1.4 | 1.4 | 1.4 | 3 | 2019 |  | Y | [8 empty] | 0 | 55 | 2 | Y |  |  |  |  | N | N |  | N
61012 | AES Distributed Energy | 63411 | Greenwich Solar 1, LLC CSG | NY | Washington | RTE40 | OP | Solar Photovoltaic | PV | IPP Non-CHP | 2 | 5 | 5 | 5 | 12 | 2020 |  |  |  | Y | [6 empty] | 1 | 25 | 7.3 | Y | [5 empty] | N |  | Y | 7.3
61944 | MN8 Energy LLC | 63413 | LTMUA | NJ | Cape May | 1 | OP | Solar Photovoltaic | PV | IPP Non-CHP | 2 | 1 | 1 | 1 | 3 | 2012 |  |  |  | Y | [6 empty] | 180 | 25 | 1.3 | Y | [5 empty] | Y | 1 | N
61620 | IOS II LLC | 63414 | IOS II-LAX9 | CA | San Bernardino | IOSII | OP | Solar Photovoltaic | PV | IPP Non-CHP | 2 | 4 | 3.7 | 3.3 | 2 | 2020 |  |  |  | Y | [6 empty] | 180 | 10 | 5 | Y | [5 empty] | Y | 4 | N
61012 | AES Distributed Energy | 63415 | Middletown Solar 1, LLC Hybrid CSG | NY | Orange | CENTR | OP | Solar Photovoltaic | PV | IPP Non-CHP | 2 | 1.6 | 1.6 | 1.6 | 12 | 2020 |  |  |  | Y | [6 empty] | 16 | 26 | 3.2 | Y | [5 empty] | N |  | Y | 3.2
17164 | Sierra Pacific Industries | 63416 | Sierra Pacific Industries (2042-RD) | CA | Tehama | GEN1 | OP | Solar Photovoltaic | PV | Industrial Non-CHP | 6 | 8.4 | 8.4 | 8.4 | 5 | 2020 |  |  |  | Y | [6 empty] | 180 | 25 | 10.2 | Y | [5 empty] | Y | 10.1 | N
62915 | Madison Energy Holdings LLC | 63417 | Goodhue Community Solar Three LLC CSG | MN | Goodhue | 52831 | OP | Solar Photovoltaic | PV | IPP Non-CHP | 2 | 1 | 1 | 1 | 2 | 2020 |  |  |  | Y | [6 empty] | 180 | 30 | 1.4 | Y | [5 empty] | N |  | Y | 1.4
62856 | Forefront Power, LLC | 63418 | DGS Wasco State Prison | CA | Kern | 1122 | OP | Solar Photovoltaic | PV | IPP Non-CHP | 2 | 2.3 | 2.3 | 2.3 | 7 | 2020 |  | N |  | Y | [6 empty] | 180 | 7 | 3 | Y | [5 empty] | Y | 3 | N
62856 | Forefront Power, LLC | 63419 | DGS Central California Womens Facility | CA | Madera | 1122 | OP | Solar Photovoltaic | PV | IPP Non-CHP | 2 | 2 | 2 | 2 | 12 | 2020 |  | N |  | Y | [6 empty] | 225 | 7 | 2.6 | Y | [5 empty] | Y | 2.6 | N
62856 | Forefront Power, LLC | 63420 | Fresno Bullard High School Hybrid | CA | Fresno | 903 | OP | Solar Photovoltaic | PV | IPP Non-CHP | 2 | 1.2 | 1.2 | 1.2 | 3 | 2020 |  | N |  | Y | N | [5 empty] | 180 | 7 | 1.4 | Y | [5 empty] | Y | 1.4 | N
62856 | Forefront Power, LLC | 63421 | Fresno Hoover High School Hybrid | CA | Fresno | 291 | OP | Solar Photovoltaic | PV | IPP Non-CHP | 2 | 1.2 | 1.2 | 1.2 | 3 | 2020 |  | Y |  |  | Y | [5 empty] | 270 | 7 | 1.4 | Y | [5 empty] | Y | 1.4 | N
62856 | Forefront Power, LLC | 63422 | Fresno Sunnyside High School Hybrid | CA | Fresno | 1122 | OP | Solar Photovoltaic | PV | IPP Non-CHP | 2 | 1.6 | 1.6 | 1.6 | 12 | 2020 |  | Y |  |  | Y | [5 empty] | 270 | 7 | 1.7 | Y | [5 empty] | Y | 1.7 | N
63171 | Straight Garden LLC | 63424 | Straight Garden Solar | MN | Rice | CGS | OP | Solar Photovoltaic | PV | IPP Non-CHP | 2 | 1 | 1 | 1 | 3 | 2020 |  |  |  | Y | [6 empty] | 180 | 25 | 1.3 | Y | [5 empty] | N |  | N
63172 | Leven Garden LLC | 63425 | Leven Garden Solar | MN | Pope | CGS | OP | Solar Photovoltaic | PV | IPP Non-CHP | 2 | 1 | 1 | 1 | 5 | 2020 |  |  |  | Y | [6 empty] | 180 | 25 | 1.3 | Y | [5 empty] | N |  | N
63173 | Zumbro Garden LLC | 63426 | Zumbro Solar Garden | MN | Dodge | CGS | OP | Solar Photovoltaic | PV | IPP Non-CHP | 2 | 1 | 1 | 1 | 4 | 2020 |  | N |  | Y | [6 empty] | 180 | 25 | 1.3 | Y | [5 empty] | N |  | N
63175 | Mud Garden LLC | 63427 | Mud Garden Solar | MN | Sibley | CGS | OP | Solar Photovoltaic | PV | IPP Non-CHP | 2 | 1 | 1 | 1 | 3 | 2020 |  |  |  | Y | [6 empty] | 180 | 25 | 1.3 | Y | [5 empty] | N |  | N
60025 | Greenbacker Renewable Energy Corporation | 63428 | IGS CC, LLC | DC | District of Columbia | 254 | OP | Solar Photovoltaic | PV | IPP Non-CHP | 2 | 1.5 | 1.5 | 1.5 | 3 | 2020 |  |  |  | Y | [6 empty] | 180 | 35 | 2 | Y | [5 empty] | N |  | N
63176 | Erin Garden LLC | 63429 | Erin Garden Solar | MN | Sibley | CSG | OP | Solar Photovoltaic | PV | IPP Non-CHP | 2 | 1 | 1 | 1 | 4 | 2020 |  |  |  | Y | [6 empty] | 180 | 25 | 1.3 | Y | [5 empty] | N |  | N
63177 | Chub Garden LLC | 63430 | Chub Garden Solar | MN | Dakota | CGS | OP | Solar Photovoltaic | PV | IPP Non-CHP | 2 | 1 | 1 | 1 | 3 | 2020 |  |  |  | Y | [6 empty] | 180 | 25 | 1.3 | Y | [5 empty] | N |  | N
63174 | Maston Garden LLC | 63434 | Maston Garden Solar | MN | Dodge | CGS | OP | Solar Photovoltaic | PV | IPP Non-CHP | 2 | 1 | 1 | 1 | 5 | 2020 |  |  |  | Y | [6 empty] | 180 | 25 | 1.3 | Y | [5 empty] | N |  | N
64851 | Sun Streams 2, LLC | 63440 | Sun Streams 2 | AZ | Maricopa | GEN01 | OP | Solar Photovoltaic | PV | IPP Non-CHP | 2 | 150 | 150 | 150 | 6 | 2021 |  | Y | [8 empty] | 0 |  | 199.2 |  | Y |  |  |  |  | N |  | N
63185 | Neighborhood Power Corp. | 63442 | Tickle Creek Solar | OR | Clackamas | W9317 | OP | Solar Photovoltaic | PV | IPP Non-CHP | 2 | 1.9 | 1.9 | 1.9 | 12 | 2019 |  | Y |  |  | N | [5 empty] | 180 |  | 2.3 | Y | [5 empty] | N |  | N
63185 | Neighborhood Power Corp. | 63443 | Thomas Creek Solar | OR | Clackamas | W9318 | OP | Solar Photovoltaic | PV | IPP Non-CHP | 2 | 2.2 | 2.2 | 2.2 | 11 | 2019 |  | Y | [8 empty] | 180 |  | 3 | Y | [5 empty] | N |  | N
63186 | 1001 Ebenezer Church Solar, LLC | 63444 | 1001 Ebenezer Church Solar | NC | Surry | 1001 | OP | Solar Photovoltaic | PV | IPP Non-CHP | 2 | 5 | 5 | 5 | 4 | 2021 |  | Y | [8 empty] | 180 |  | 6.7 |  |  |  |  | Y |  | N |  | N
63190 | 1009 Yadkin Solar, LLC | 63445 | 1009 Yadkin Solar | NC | Yadkin | 1009 | OP | Solar Photovoltaic | PV | IPP Non-CHP | 2 | 4.9 | 4.9 | 4.9 | 4 | 2021 |  |  |  | Y | [6 empty] | 180 | 20 | 6.7 |  |  |  |  | Y |  | N |  | N
63191 | 1073 Onslow Solar, LLC | 63446 | 1073 Onslow Solar | NC | Onslow | 1073 | OP | Solar Photovoltaic | PV | IPP Non-CHP | 2 | 4.7 | 4.7 | 4.7 | 5 | 2021 |  | Y | [8 empty] | 180 |  | 6.6 |  |  |  |  | Y |  | N |  | N
63192 | 1008 Matthews Solar, LLC | 63447 | 1008 Matthews Solar | NC | Surry | 1008 | OP | Solar Photovoltaic | PV | IPP Non-CHP | 2 | 4.9 | 4.9 | 4.9 | 5 | 2021 |  |  |  | Y | [6 empty] | 180 | 20 | 6.6 |  |  |  |  | Y |  | N |  | N
63193 | 1045 Tomlin Mill Solar, LLC | 63448 | 1045 Tomlin Mill Solar | NC | Iredell | 1045 | OP | Solar Photovoltaic | PV | IPP Non-CHP | 2 | 4.9 | 4.9 | 4.9 | 5 | 2021 |  |  |  | Y | [6 empty] | 180 | 20 | 6.6 |  |  |  |  | Y |  | N |  | N
63197 | Lang Solar Farm, LLC | 63449 | Lang Solar Farm | NC | Lenoir | PV1 | OP | Solar Photovoltaic | PV | IPP Non-CHP | 2 | 5 | 5 | 5 | 10 | 2016 |  |  |  | Y | [6 empty] | 190 | 20 | 6.4 |  | Y |  |  |  |  | N |  | N
58871 | Citizens Enterprises Corporation | 63450 | Chenango Solar | NY | Broome | PV1 | OP | Solar Photovoltaic | PV | IPP Non-CHP | 2 | 4.9 | 4.9 | 4.9 | 12 | 2019 |  |  |  | Y | [6 empty] | 180 | 20 | 6.1 | Y | [5 empty] | N |  | Y | 6.1
56990 | NJR Clean Energy Ventures Corporation | 63451 | Monroe Solar Farm, LLC | NJ | Middlesex | MONR1 | OP | Solar Photovoltaic | PV | IPP Non-CHP | 2 | 13.1 | 13.1 | 13.1 | 7 | 2020 |  |  |  | Y | [6 empty] | 180 | 15 | 14.7 | Y | [5 empty] | N |  | N
63188 | West Deptford Distributed Solar, LLC | 63452 | Solvay Solar | NJ | Gloucester | SSP | OP | Solar Photovoltaic | PV | IPP Non-CHP | 2 | 6.5 | 6.5 | 6.5 | 1 | 2020 |  | Y |  | N | [6 empty] | 180 | 45 | 7.9 | Y | [5 empty] | N |  | N
63194 | Malmedal Garden LLC | 63453 | Malmedal Solar Garden | MN | Pope | CGS | OP | Solar Photovoltaic | PV | IPP Non-CHP | 2 | 1 | 1 | 1 | 7 | 2019 |  |  |  | Y | [6 empty] | 180 | 20 | 1.3 | Y | [5 empty] | N |  | N
63195 | Wollan Garden LLC | 63454 | Wollan Garden Solar | MN | Pope | CGS | OP | Solar Photovoltaic | PV | IPP Non-CHP | 2 | 1 | 1 | 1 | 7 | 2019 |  |  |  | Y | [6 empty] | 180 | 20 | 1.3 | Y | [5 empty] | N |  | N
63198 | RE-VFO LLC | 63455 | RE-VFO LLC | CA | Tulare | INV1 | OP | Solar Photovoltaic | PV | IPP Non-CHP | 2 | 0.5 | 0.5 | 0.5 | 5 | 2009 |  | Y | [8 empty] | 90 | 45 | 0.6 | Y | [5 empty] | Y | 0.6 | N
63198 | RE-VFO LLC | 63455 | RE-VFO LLC | CA | Tulare | INV2 | OP | Solar Photovoltaic | PV | IPP Non-CHP | 2 | 0.5 | 0.5 | 0.5 | 5 | 2009 |  | Y | [8 empty] | 90 | 45 | 0.6 | Y | [5 empty] | Y | 0.6 | N
63185 | Neighborhood Power Corp. | 63456 | St Louis Solar | OR | Marion | W9319 | OP | Solar Photovoltaic | PV | IPP Non-CHP | 2 | 2.2 | 2.2 | 2.2 | 3 | 2020 |  | Y |  |  | N | [5 empty] | 180 |  | 3 | Y | [5 empty] | N |  | N
63203 | Selective Insurance | 63459 | Selective Insurance | NJ | Sussex | 9853 | OP | Solar Photovoltaic | PV | IPP Non-CHP | 2 | 2.2 | 2.2 | 2.2 | 11 | 2019 |  |  |  | Y | [6 empty] | 180 | 20 | 3 | Y | [5 empty] | N |  | N
63203 | Selective Insurance | 63459 | Selective Insurance | NJ | Sussex | 9854 | OP | Solar Photovoltaic | PV | IPP Non-CHP | 2 | 0.6 | 0.6 | 0.6 | 10 | 2022 |  |  |  | Y | [6 empty] | 230 | 3 | 0.7 | Y | [5 empty] | N |  | N
63201 | Bonefish Solar, LLC | 63461 | Bonefish Solar | SC | Clarendon | PGR15 | OP | Solar Photovoltaic | PV | IPP Non-CHP | 2 | 2 | 2 | 2 | 12 | 2019 |  | Y | [8 empty] | 60 |  | 2.8 |  | Y |  |  |  |  | N |  | N
63202 | Pika Solar, LLC | 63462 | Pika Solar | OR | Marion | PGR17 | OP | Solar Photovoltaic | PV | IPP Non-CHP | 2 | 2.2 | 2.2 | 2.2 | 12 | 2020 |  | Y | [8 empty] | 180 | 60 | 2.6 | Y | [5 empty] | N |  | N
63204 | Mohea Solar Energy Center, LLC | 63463 | Mohea Solar Energy Center, LLC | SC | Cherokee | PGR14 | OP | Solar Photovoltaic | PV | IPP Non-CHP | 2 | 5 | 5 | 5 | 12 | 2020 |  |  |  | Y | [6 empty] | 180 | 20 | 6.2 | Y | [5 empty] | N |  | N
63205 | Brush Creek Solar, LLC | 63464 | Brush Creek Solar | OR | Marion | PGR19 | OP | Solar Photovoltaic | PV | IPP Non-CHP | 2 | 2.2 | 2.2 | 2.2 | 5 | 2020 |  | Y | [8 empty] | 180 |  | 2.7 | Y | [5 empty] | N |  | N
63206 | Minke Solar, LLC | 63465 | Minke Solar | OR | Clackamas | PGR20 | OP | Solar Photovoltaic | PV | IPP Non-CHP | 2 | 2.2 | 2.2 | 2.2 | 12 | 2020 |  | Y | [8 empty] | 180 | 60 | 3.1 | Y | [5 empty] | N |  | N
63207 | Drift Creek Solar, LLC | 63466 | Drift Creek Solar | OR | Marion | PGR18 | OP | Solar Photovoltaic | PV | IPP Non-CHP | 2 | 2.2 | 2.2 | 2.2 | 5 | 2020 |  |  |  | Y | [6 empty] | 0 | 25 | 2.8 | Y | [5 empty] | N |  | N
63208 | Bighorn Solar, LLC | 63467 | Bighorn Solar | OR | Marion | PGR16 | OP | Solar Photovoltaic | PV | IPP Non-CHP | 2 | 2.2 | 2.2 | 2.2 | 12 | 2020 |  | Y | [8 empty] | 180 | 60 | 2.5 | Y | [5 empty] | N |  | N
61012 | AES Distributed Energy | 63468 | Hurteau Solar Project Hybrid | MA | Worcester | HURTU | OP | Solar Photovoltaic | PV | IPP Non-CHP | 2 | 2 | 2 | 2 | 3 | 2020 |  |  |  | Y | [6 empty] | 175 | 20 | 2.8 | Y | [5 empty] | Y | 2 | N
61012 | AES Distributed Energy | 63469 | Alicea Solar Project Hybrid CSG | MA | Worcester | ALICA | OP | Solar Photovoltaic | PV | IPP Non-CHP | 2 | 2 | 2 | 2 | 12 | 2020 |  |  |  | Y | [6 empty] | 179 | 26 | 3.3 | Y | [5 empty] | N |  | Y | 3.3
61012 | AES Distributed Energy | 63470 | McDougle-Mitchell Solar Project Hybrid CSG | MA | Worcester | MCDMT | OP | Solar Photovoltaic | PV | IPP Non-CHP | 2 | 4.5 | 4.5 | 4.5 | 8 | 2020 |  |  |  | Y | [6 empty] | 11 | 26 | 6.3 | Y | [5 empty] | N |  | Y | 6.3
61012 | AES Distributed Energy | 63472 | Cycz Solar Project CSG Hybrid | MA | Worcester | CYCZ | OP | Solar Photovoltaic | PV | IPP Non-CHP | 2 | 2 | 2 | 2 | 6 | 2020 |  |  |  | Y | [6 empty] | 171 | 25 | 2.8 | Y | [5 empty] | N |  | Y | 2
61012 | AES Distributed Energy | 63473 | West A&B Solar Project Hybrid CSG | MA | Worcester | WEST | OP | Solar Photovoltaic | PV | IPP Non-CHP | 2 | 2.5 | 2.5 | 2.5 | 12 | 2020 |  |  |  | Y | [6 empty] | 14 | 26 | 4.1 | Y | [5 empty] | N |  | Y | 4.1
61012 | AES Distributed Energy | 63474 | Annese Solar Project Hybrid CSG | MA | Worcester | ANNES | OP | Solar Photovoltaic | PV | IPP Non-CHP | 2 | 4.3 | 4.3 | 4.3 | 12 | 2020 |  |  |  | Y | [6 empty] | 13 | 26 | 7 | Y | [5 empty] | N |  | Y | 7
61012 | AES Distributed Energy | 63475 | Randall Solar Project Hybrid | MA | Worcester | RAND | OP | Solar Photovoltaic | PV | IPP Non-CHP | 2 | 5 | 5 | 5 | 7 | 2021 |  |  |  | Y | [6 empty] | 5 | 25 | 7.4 | Y | [5 empty] | Y | 7.4 | N
63210 | Saint Solar LLC | 63476 | Saint Solar | AZ | Pinal | SAINT | OP | Solar Photovoltaic | PV | IPP Non-CHP | 2 | 100 | 100 | 100 | 1 | 2021 |  | Y | [8 empty] | 90 |  | 135 |  |  |  |  | Y |  | N |  | N
63213 | Jemez Cuba LLC | 63477 | Alcalde Solar Array | NM | Rio Arriba | SOLAR | OP | Solar Photovoltaic | PV | IPP Non-CHP | 2 | 2.4 | 2.4 | 2.4 | 2 | 2020 |  | Y | [8 empty] | 180 |  | 3.1 | Y | [5 empty] | Y | 3.1 | N
63219 | Roberds Garden LLC | 63480 | Roberds Garden CSG | MN | Rice | RPRG | OP | Solar Photovoltaic | PV | IPP Non-CHP | 2 | 1 | 1 | 1 | 9 | 2019 |  |  |  | Y | [6 empty] | 180 | 20 | 1.3 | Y | [5 empty] | N |  | Y | 1.3
63215 | Clear Garden LLC | 63481 | Clear Garden CSG | MN | Waseca | RPCG | OP | Solar Photovoltaic | PV | IPP Non-CHP | 2 | 1 | 1 | 1 | 9 | 2019 |  |  |  | Y | [6 empty] | 180 | 20 | 1.3 | Y | [5 empty] | N |  | Y | 1.3
63228 | Gohman Community Solar LLC | 63484 | Gohman Community Solar (CSG) | MN | Sherburne | GOHMN | OP | Solar Photovoltaic | PV | IPP Non-CHP | 2 | 1.1 | 1.1 | 1.1 | 2 | 2020 |  |  |  | Y | [6 empty] | 180 | 30 | 1.4 | Y | [5 empty] | N |  | Y | 1.1
63226 | CalCom Energy | 63486 | D'Arrigo Brothers - Phase 4 | CA | Monterey | DA04 | OP | Solar Photovoltaic | PV | IPP Non-CHP | 2 | 1.7 | 1.7 | 1.2 | 3 | 2019 |  | Y | [8 empty] | 180 | 20 | 2.2 | Y | [5 empty] | N |  | N
63225 | Wister Solar | 63487 | Wister Solar | CA | Imperial | WSOL | OP | Solar Photovoltaic | PV | IPP Non-CHP | 2 | 20 | 20 | 20 | 7 | 2022 |  |  |  | Y | [6 empty] | 184.7 | 31.1 | 25.1 |  |  |  |  | Y |  | N |  | N
57353 | Plumas Sierra Rural Electric Coop | 63493 | PSREC/SIAD Solar | CA | Lassen | SIAD | OP | Solar Photovoltaic | PV | Electric Utility | 1 | 2.5 | 2.4 | 1.6 | 9 | 2018 |  | Y | [8 empty] | 0 | 0 | 3.3 | Y | [5 empty] | N |  | N
18454 | Tampa Electric Co | 63495 | Durrance | FL | Polk | 1 | OP | Solar Photovoltaic | PV | Electric Utility | 1 | 60 | 60 | 60 | 1 | 2021 |  | Y |  | Y | [6 empty] | 240 | 10 | 70.8 |  | Y |  |  |  |  | N |  | N
60947 | Tesla Inc. | 63496 | Frederick County - Landfill | MD | Frederick | PV1 | OP | Solar Photovoltaic | PV | IPP Non-CHP | 2 | 2 | 2 | 2 | 8 | 2019 |  |  |  | Y | [6 empty] | 180 | 25 | 2.7 | Y | [5 empty] | Y | 2.7 | N
63970 | CVI Renewables Holdings, LLC. | 63497 | Calabro Airport North Solar Project | NY | Suffolk | NORTH | OP | Solar Photovoltaic | PV | IPP Non-CHP | 2 | 1.3 | 1.3 | 1.3 | 12 | 2019 |  |  |  | Y |  | N |  | N |  |  | 180 | 25 | 1.8 | Y | [5 empty] | N |  | N
63970 | CVI Renewables Holdings, LLC. | 63498 | Calabro Airport South Solar Project | NY | Suffolk | SOUTH | OP | Solar Photovoltaic | PV | IPP Non-CHP | 2 | 1.2 | 1.2 | 1.2 | 12 | 2019 |  |  |  | Y |  |  |  | N |  |  | 180 | 20 | 1.7 | Y | [5 empty] | N |  | N
14063 | Oklahoma Gas & Electric Co | 63499 | Choctaw Nation Solar Farm | OK | Bryan | CVS1 | OP | Solar Photovoltaic | PV | Electric Utility | 1 | 5 | 5 | 5 | 7 | 2020 |  | Y | [8 empty] | 180 | -60 | 6.1 | Y | [5 empty] | N |  | N
14063 | Oklahoma Gas & Electric Co | 63500 | Chickasaw Nation Solar Farm | OK | Murray | CVS1 | OP | Solar Photovoltaic | PV | Electric Utility | 1 | 5 | 5 | 5 | 7 | 2020 |  | Y | [8 empty] | 180 | -60 | 6.1 | Y | [5 empty] | N |  | N
56769 | Consolidated Edison Development Inc. | 63503 | Lakehurst Solar | NJ | Ocean | LAKHS | OP | Solar Photovoltaic | PV | IPP Non-CHP | 2 | 9.6 | 9.6 | 9.6 | 3 | 2020 |  |  |  | Y | [6 empty] | 180 | 20 | 14.4 | Y | [5 empty] | N |  | N
56769 | Consolidated Edison Development Inc. | 63504 | Copper Mountain Solar 5, LLC | NV | Clark | CM5-1 | OP | Solar Photovoltaic | PV | IPP Non-CHP | 2 | 252 | 250 | 250 | 3 | 2021 |  | Y | N | [7 empty] | 0 | 52 | 332.3 | Y | [5 empty] | N |  | N
63242 | CBH Lessor LLC | 63505 | Cherry Blossom Solar LLC | SC | Williamsburg | CB | OP | Solar Photovoltaic | PV | IPP Non-CHP | 2 | 10 | 10 | 10 | 12 | 2019 |  | Y | [8 empty] | 90 | 90 | 14.4 | [5 empty] | Y | N |  | N
15399 | Avangrid Renewables LLC | 63509 | Lund Hill Solar | WA | Klickitat | LHS1 | OP | Solar Photovoltaic | PV | IPP Non-CHP | 2 | 150 | 150 | 150 | 10 | 2022 |  | Y | [8 empty] | 0 | 0 | 194 | Y | [5 empty] | N |  | N
60947 | Tesla Inc. | 63510 | Walnut Unified School District Walnut HS Hybrid | CA | Los Angeles | PV1 | OP | Solar Photovoltaic | PV | IPP Non-CHP | 2 | 1.8 | 1.8 | 1.8 | 2 | 2020 |  |  |  | Y | [6 empty] | 260 | 5 | 2.2 | Y | [5 empty] | Y | 1.5 | N
60947 | Tesla Inc. | 63511 | Mohonasen Central School District | NY | Schenectady | PV1 | OP | Solar Photovoltaic | PV | IPP Non-CHP | 2 | 1.1 | 1.1 | 1.1 | 9 | 2019 |  |  |  | Y | [6 empty] | 180 | 25 | 1.5 | Y | [5 empty] | Y | 1.5 | N
60947 | Tesla Inc. | 63512 | Wor-Wic Community College - Offsite | MD | Wicomico | PV1 | OP | Solar Photovoltaic | PV | IPP Non-CHP | 2 | 2 | 2 | 2 | 4 | 2019 |  |  |  | Y | [6 empty] | 180 | 25 | 2.7 | Y | [5 empty] | Y | 2.7 | N
63226 | CalCom Energy | 63514 | Moonlight Packing - Phase 2 | CA | Fresno | MLO2 | OP | Solar Photovoltaic | PV | IPP Non-CHP | 2 | 1.4 | 1.4 | 1 | 6 | 2019 |  |  |  | Y | [6 empty] | 180 | 20 | 1.8 | Y | [5 empty] | N |  | N
61944 | MN8 Energy LLC | 63516 | California City | CA | Kern | CACTY | OP | Solar Photovoltaic | PV | IPP Non-CHP | 2 | 1.9 | 1.9 | 1.9 | 7 | 2018 |  | Y | [8 empty] | 180 |  | 2.5 | Y | [5 empty] | N |  | Y | 2.5
6455 | Duke Energy Florida, LLC | 63517 | Santa Fe Solar Power Plant | FL | Alachua | PV1 | OP | Solar Photovoltaic | PV | Electric Utility | 1 | 74.9 | 74.9 | 74.9 | 3 | 2021 |  | Y | [8 empty] | 180 | 0 | 104.9 |  | Y |  |  |  |  | N |  | N
6455 | Duke Energy Florida, LLC | 63518 | Twin Rivers Solar Power Plant | FL | Hamilton | PV1 | OP | Solar Photovoltaic | PV | Electric Utility | 1 | 74.9 | 74.9 | 74.9 | 3 | 2021 |  | Y | [8 empty] | 180 | 0 | 104.9 | Y | [5 empty] | N |  | N
64403 | CED Crane Solar, LLC | 63519 | CED Crane Solar | TX | Crane | CRN1 | OP | Solar Photovoltaic | PV | IPP Non-CHP | 2 | 150 | 150 | 150 | 7 | 2020 |  | Y | [8 empty] | 180 | 52 | 212.6 | Y | [5 empty] | N |  | N
56769 | Consolidated Edison Development Inc. | 63520 | PA Solar Park II | PA | Carbon | PASP2 | OP | Solar Photovoltaic | PV | IPP Non-CHP | 2 | 10 | 10 | 10 | 1 | 2020 |  |  |  | Y | [6 empty] | 180 | 25 | 14.4 | Y | [5 empty] | N |  | N
56215 | RWE Renewables Americas, LLC | 63522 | Hickory Park Solar Hybrid | GA | Mitchell | HPRK | OP | Solar Photovoltaic | PV | IPP Non-CHP | 2 | 195.5 | 195.5 | 195.5 | 6 | 2022 |  | Y | [10 empty] | 268.8 | Y | [5 empty] | N |  | N
61944 | MN8 Energy LLC | 63523 | Spruce - WCMD - Rubble II | MD | Washington | GEN1 | OP | Solar Photovoltaic | PV | IPP Non-CHP | 2 | 2 | 2 | 2 | 11 | 2015 |  |  |  | Y | [6 empty] | 0 | 25 | 2.5 | Y | [5 empty] | N |  | N
61944 | MN8 Energy LLC | 63524 | Spruce - WCMD - Rubble I | MD | Washington | GEN1 | OP | Solar Photovoltaic | PV | IPP Non-CHP | 2 | 2 | 2 | 2 | 9 | 2015 |  |  |  | Y | [6 empty] | 0 | 25 | 2.5 | Y | [5 empty] | N |  | N
61944 | MN8 Energy LLC | 63525 | Spruce - WCMD - Creek | MD | Washington | GEN1 | OP | Solar Photovoltaic | PV | IPP Non-CHP | 2 | 2 | 2 | 2 | 5 | 2015 |  |  |  | Y | [6 empty] | 2 | 25 | 2.5 | Y | [5 empty] | N |  | N
61944 | MN8 Energy LLC | 63526 | Spruce - WCMD - Resh I | MD | Washington | GEN1 | OP | Solar Photovoltaic | PV | IPP Non-CHP | 2 | 2 | 2 | 2 | 3 | 2016 |  |  |  | Y | [6 empty] | 0 | 20 | 2.5 | Y | [5 empty] | N |  | N
61944 | MN8 Energy LLC | 63527 | Lafayette 2 - Internal Services Dept | CA | Los Angeles | GEN1 | OP | Solar Photovoltaic | PV | IPP Non-CHP | 2 | 1.9 | 1.9 | 1.9 | 8 | 2020 |  | Y |  | Y | [6 empty] | 225 | 4.8 | 2.1 | Y | [5 empty] | N |  | N
60584 | Onyx Asset Services Group | 63530 | Jersey City DWP | NJ | Hudson | 10331 | OP | Solar Photovoltaic | PV | IPP Non-CHP | 2 | 1 | 1 | 1 | 12 | 2019 |  |  |  | Y | [6 empty] | 0 | 0 | 1.2 | Y | [5 empty] | Y | 1.2 | N
60584 | Onyx Asset Services Group | 63531 | Pima Community College NW | AZ | Pima | 10327 | OP | Solar Photovoltaic | PV | IPP Non-CHP | 2 | 1.3 | 1.3 | 1.3 | 4 | 2019 |  |  |  | Y | [6 empty] | 145 | 14 | 1.8 | Y | [5 empty] | Y | 1.8 | N
62915 | Madison Energy Holdings LLC | 63532 | Winona Community Solar One LLC | MN | Winona | 52837 | OP | Solar Photovoltaic | PV | IPP Non-CHP | 2 | 1 | 1 | 1 | 6 | 2020 |  |  |  | Y | [6 empty] | 180 | 30 | 1.4 | Y | [5 empty] | N |  | Y | 1.4
62915 | Madison Energy Holdings LLC | 63533 | Goodhue Community Solar Two LLC | MN | Goodhue | 52830 | OP | Solar Photovoltaic | PV | IPP Non-CHP | 2 | 1 | 1 | 1 | 4 | 2020 |  |  |  | Y | [6 empty] | 180 | 30 | 1.4 | Y | [5 empty] | N |  | Y | 1.4
62915 | Madison Energy Holdings LLC | 63534 | Houston/Winona Community Solar One LLC | MN | Houston | 52827 | OP | Solar Photovoltaic | PV | IPP Non-CHP | 2 | 1 | 1 | 1 | 6 | 2020 |  |  |  | Y | [6 empty] | 180 | 30 | 1.4 | Y | [5 empty] | N |  | Y | 1.4
63260 | Cobb Electric Membership Corporation | 63535 | Solar BESS Hybrid | GA | Cobb | SOLAR | OP | Solar Photovoltaic | PV | IPP Non-CHP | 2 | 1.5 | 1.1 | 1.1 | 10 | 2020 |  |  | Y | N | Y | [7 empty] | 1.8 | Y | [5 empty] | X |  | N
63259 | Solar Star Prime 1 LLC | 63536 | Amazon DEN2 Solar Project | CO | Adams | BLD3 | OP | Solar Photovoltaic | PV | IPP Non-CHP | 2 | 1.2 | 1.2 | 0.9 | 10 | 2019 |  |  |  | Y | [6 empty] | 183 | 10 | 1.5 | Y | [5 empty] | N |  | N
63259 | Solar Star Prime 1 LLC | 63537 | Amazon BDL3 Solar Project | CT | New Haven | BLD3 | OP | Solar Photovoltaic | PV | IPP Non-CHP | 2 | 1 | 1 | 0.7 | 10 | 2019 |  |  |  | Y | [6 empty] | 198 | 10 | 1.5 | Y | [5 empty] | N |  | N
63253 | Assembly Solar II LLC | 63538 | Assembly Solar II LLC | MI | Shiawassee | AS2 | OP | Solar Photovoltaic | PV | IPP Non-CHP | 2 | 110 | 110 | 110 | 12 | 2021 |  | Y | [8 empty] | 90 |  | 161.2 | Y | [5 empty] | N |  | N
63258 | Arcadia Solar, LLC | 63542 | Enter Solar | MN | Waseca | ENTER | OP | Solar Photovoltaic | PV | IPP Non-CHP | 2 | 1 | 1 | 1 | 1 | 2019 |  |  |  | Y | [6 empty] | 181 | 30 | 1.4 | Y | [5 empty] | N |  | N
63258 | Arcadia Solar, LLC | 63543 | Lange Solar | MN | Olmsted | LNGE | OP | Solar Photovoltaic | PV | IPP Non-CHP | 2 | 1 | 1 | 1 | 9 | 2019 |  |  |  | Y | [6 empty] | 177 | 30 | 1.4 | Y | [5 empty] | N |  | N
61944 | MN8 Energy LLC | 63545 | Chevron - Lost Hills Hybrid | CA | Kern | GEN1 | OP | Solar Photovoltaic | PV | IPP Non-CHP | 2 | 30 | 30 | 30 | 4 | 2020 |  | Y | [8 empty] | 180 | 61.5 | 34 | Y | [5 empty] | N |  | N
57354 | X-Elio North America Inc | 63548 | Lily Solar | SC | Allendale | 1 | OP | Solar Photovoltaic | PV | IPP Non-CHP | 2 | 70 | 70 | 70 | 2 | 2020 |  | Y | [8 empty] | 90 | 90 | 103.3 | Y | [5 empty] | N |  | N
56769 | Consolidated Edison Development Inc. | 63549 | Water Strider Solar | VA | Halifax | WSS | OP | Solar Photovoltaic | PV | IPP Non-CHP | 2 | 80 | 80 | 80 | 3 | 2021 |  | Y | [8 empty] | 180 | 60 | 108.2 | Y | [5 empty] | N |  | N
63276 | Woodfields Solar, LLC | 63552 | Woodfields Solar | SC | Greenwood | PGR21 | OP | Solar Photovoltaic | PV | IPP Non-CHP | 2 | 2 | 2 | 2 | 2 | 2022 |  | Y | [8 empty] | 180 |  | 2.9 | [5 empty] | Y | N |  | N
21538 | Mohave Electric Cooperative, Inc. | 63554 | Mohave Electric Cooperative at Joy Lane | AZ | Mohave | PV2 | OP | Solar Photovoltaic | PV | IPP Non-CHP | 2 | 10.9 | 10.9 | 10.9 | 10 | 2016 |  | Y | [8 empty] | 180 |  | 13.8 | Y | [5 empty] | N |  | N
63281 | 38 Degrees North, LLC | 63555 | St. Joseph's Solar, LLC CSG | MA | Worcester | STJOE | OP | Solar Photovoltaic | PV | IPP Non-CHP | 2 | 1 | 1 | 1 | 12 | 2017 |  |  |  | Y | [5 empty] | N | 180 | 16 | 1.4 | Y | [5 empty] | Y | 1.4 | N
63281 | 38 Degrees North, LLC | 63556 | Boutillier Solar, LLC CSG | MA | Worcester | BOUTI | OP | Solar Photovoltaic | PV | IPP Non-CHP | 2 | 2.9 | 2.9 | 2.9 | 4 | 2018 |  |  |  | Y | [5 empty] | N | 180 | 20 | 4 | Y | [5 empty] | Y | 4 | N
63281 | 38 Degrees North, LLC | 63557 | Blair Wire Village Solar, LLC CSG | MA | Worcester | BLAWV | OP | Solar Photovoltaic | PV | IPP Non-CHP | 2 | 1 | 1 | 1 | 12 | 2017 |  |  |  | Y | [5 empty] | N | 180 | 18 | 1.4 | Y | [5 empty] | Y | 1.4 | N
63281 | 38 Degrees North, LLC | 63558 | Barton Acres Solar, LLC CSG | MA | Worcester | BARAC | OP | Solar Photovoltaic | PV | IPP Non-CHP | 2 | 1 | 1 | 1 | 10 | 2017 |  |  |  | Y | [5 empty] | N | 176 | 18 | 1.4 | Y | [5 empty] | Y | 1.4 | N
63281 | 38 Degrees North, LLC | 63561 | Cherry Valley Solar, LLC CSG | MA | Worcester | CHERV | OP | Solar Photovoltaic | PV | IPP Non-CHP | 2 | 1 | 1 | 1 | 11 | 2017 |  |  | N | Y | [5 empty] | N | 190 | 18 | 1.4 | Y | [5 empty] | Y | 1.4 | N
63281 | 38 Degrees North, LLC | 63562 | ISM Solar Dighton 2, LLC CSG | MA | Bristol | DIGHT | OP | Solar Photovoltaic | PV | IPP Non-CHP | 2 | 2 | 2 | 2 | 12 | 2017 |  |  |  | Y | [5 empty] | N | 180 | 25 | 2.9 | Y | [5 empty] | Y | 2.9 | N
63281 | 38 Degrees North, LLC | 63563 | Incom Solar, LLC CSG | MA | Worcester | INCOM | OP | Solar Photovoltaic | PV | IPP Non-CHP | 2 | 2 | 2 | 2 | 11 | 2017 |  |  |  | Y | [5 empty] | N | 170 | 20 | 3 | Y | [5 empty] | Y | 3 | N
63281 | 38 Degrees North, LLC | 63564 | JH Solar, LLC CSG | MA | Worcester | JHSOL | OP | Solar Photovoltaic | PV | IPP Non-CHP | 2 | 1 | 1 | 1 | 11 | 2017 |  |  |  | Y | [5 empty] | N | 180 | 19 | 1.3 | Y | [5 empty] | Y | 1.3 | N
63281 | 38 Degrees North, LLC | 63565 | Woodchuck Solar, LLC CSG | MA | Worcester | WOODC | OP | Solar Photovoltaic | PV | IPP Non-CHP | 2 | 1 | 1 | 1 | 12 | 2017 |  |  |  | Y | [5 empty] | N | 190 | 18 | 1.4 | Y | [5 empty] | Y | 1.4 | N
58970 | Ecoplexus, Inc | 63566 | HWY 158 PV | NC | Hertford | HW158 | OP | Solar Photovoltaic | PV | IPP Non-CHP | 2 | 9 | 9 | 9 | 10 | 2020 |  |  | Y | N | [8 empty] | 12 | Y | [5 empty] | N |  | N
63281 | 38 Degrees North, LLC | 63569 | Dudley River 3 Solar, LLC CSG | MA | Worcester | DUD3 | OP | Solar Photovoltaic | PV | IPP Non-CHP | 2 | 1 | 1 | 1 | 11 | 2017 |  |  |  | Y | [5 empty] | N | 190 | 16 | 1.3 | Y | [5 empty] | Y | 1.3 | N
63281 | 38 Degrees North, LLC | 63570 | Dudley River 2 Solar, LLC CSG | MA | Worcester | DUD2 | OP | Solar Photovoltaic | PV | IPP Non-CHP | 2 | 1 | 1 | 1 | 11 | 2017 |  |  |  | Y | [5 empty] | N | 190 | 19 | 1.3 | Y | [5 empty] | Y | 1.3 | N
63281 | 38 Degrees North, LLC | 63571 | Dudley River Solar, LLC CSG | MA | Worcester | DUD1 | OP | Solar Photovoltaic | PV | IPP Non-CHP | 2 | 1 | 1 | 1 | 11 | 2017 |  |  |  | Y | [5 empty] | N | 190 | 16 | 1.4 | Y | [5 empty] | Y | 1.4 | N
63281 | 38 Degrees North, LLC | 63572 | Ledeaux Solar, LLC CSG | MA | Worcester | LEDEA | OP | Solar Photovoltaic | PV | IPP Non-CHP | 2 | 1 | 1 | 1 | 11 | 2017 |  |  |  | Y | [5 empty] | N | 180 | 19 | 1.2 | Y | [5 empty] | Y | 1.2 | N
63281 | 38 Degrees North, LLC | 63573 | Cohasse Solar, LLC CSG | MA | Worcester | COHAS | OP | Solar Photovoltaic | PV | IPP Non-CHP | 2 | 1 | 1 | 1 | 10 | 2017 |  |  |  | Y | [5 empty] | N | 190 | 18 | 1.2 | Y | [5 empty] | Y | 1.2 | N
60281 | Altus Power America Management, LLC | 63576 | FastSun 4 CSG | MN | Washington | FS4 | OP | Solar Photovoltaic | PV | IPP Non-CHP | 2 | 1 | 1 | 1 | 6 | 2021 |  | Y | [8 empty] | 180 | 20 | 1.4 | Y | [5 empty] | N |  | Y | 1
60281 | Altus Power America Management, LLC | 63577 | FastSun 21 CSG | MN | Sherburne | FS21 | OP | Solar Photovoltaic | PV | IPP Non-CHP | 2 | 1 | 1 | 1 | 6 | 2021 |  | Y | [8 empty] | 180 | 20 | 1.5 | Y | [5 empty] | N |  | Y | 1
61156 | NMRD Data Center, LLC | 63579 | Britton Solar Energy Center | NM | Torrance | BSEC | OP | Solar Photovoltaic | PV | IPP Non-CHP | 2 | 50 | 50 | 50 | 12 | 2019 |  | Y | [8 empty] | 180 | 0 | 67.7 | Y | [5 empty] | N |  | N
63292 | Harmony Florida Solar LLC | 63582 | Harmony Solar | FL | Osceola | HFS | OP | Solar Photovoltaic | PV | IPP Non-CHP | 2 | 74.5 | 74.5 | 74.5 | 6 | 2020 |  | Y | [8 empty] | 180 |  | 115.5 | Y | [5 empty] | N |  | N
63290 | Taylor Creek Solar LLC | 63583 | Taylor Creek Solar | FL | Orange | TCS | OP | Solar Photovoltaic | PV | IPP Non-CHP | 2 | 74.5 | 74.5 | 74.5 | 6 | 2020 |  | Y | [8 empty] | 180 |  | 115.5 | Y | [5 empty] | N |  | N
63282 | SR Kersey II, LLC | 63586 | SR Kersey II | CO | Weld | KERII | OP | Solar Photovoltaic | PV | IPP Non-CHP | 2 | 1 | 1 | 1 | 12 | 2019 |  | Y | [8 empty] | 60 |  | 1.2 | Y | [5 empty] | N |  | N
63283 | SR Skylark C, LLC | 63587 | SR Skylark C | CO | Weld | SKYC | OP | Solar Photovoltaic | PV | IPP Non-CHP | 2 | 1.1 | 1.1 | 1.1 | 12 | 2019 |  | Y | [8 empty] | 60 |  | 1.3 | Y | [5 empty] | N |  | N
63281 | 38 Degrees North, LLC | 63588 | Palombo Solar, LLC CSG | MA | Worcester | PALOA | OP | Solar Photovoltaic | PV | IPP Non-CHP | 2 | 2 | 2 | 2 | 12 | 2017 |  |  |  | Y | [5 empty] | N | 190 | 20 | 2.7 | Y | [5 empty] | Y | 2.7 | N
63281 | 38 Degrees North, LLC | 63589 | Palombo B Solar, LLC CSG | MA | Worcester | PALOB | OP | Solar Photovoltaic | PV | IPP Non-CHP | 2 | 1 | 1 | 1 | 12 | 2017 |  |  |  | Y | [5 empty] | N | 190 | 20 | 1.4 | Y | [5 empty] | Y | 1.4 | N
63294 | Nutmeg Solar LLC | 63592 | Nutmeg Solar | CT | Hartford | NUTMG | OP | Solar Photovoltaic | PV | IPP Non-CHP | 2 | 19.6 | 19.6 | 19.6 | 12 | 2020 |  |  |  | Y | [6 empty] | 25 | 25 | 31.6 | Y | [5 empty] | N |  | N
61227 | Nautilus Solar Solutions | 63593 | Brooten CSG1, LLC | MN | Pope | SC | OP | Solar Photovoltaic | PV | IPP Non-CHP | 2 | 1 | 1 | 1 | 8 | 2021 |  | Y | [8 empty] | 180 | 52 | 1.4 | Y | [5 empty] | N |  | Y | 1.4
61227 | Nautilus Solar Solutions | 63594 | Buffalo Lake CSG1, LLC | MN | Renville | SC | OP | Solar Photovoltaic | PV | IPP Non-CHP | 2 | 1 | 1 | 1 | 8 | 2021 |  | Y | [8 empty] | 180 | 52 | 1.4 | Y | [5 empty] | N |  | Y | 1.4
61227 | Nautilus Solar Solutions | 63595 | Lowry CSG2, LLC | MN | Pope | SC | OP | Solar Photovoltaic | PV | IPP Non-CHP | 2 | 1 | 1 | 1 | 12 | 2020 |  | Y |  | N | N | [5 empty] | 180 | 52 | 1.4 | Y | [5 empty] | N |  | Y | 1.4
61227 | Nautilus Solar Solutions | 63596 | Paynesville CSG1, LLC | MN | Stearns | SC | OP | Solar Photovoltaic | PV | IPP Non-CHP | 2 | 1 | 1 | 1 | 1 | 2021 |  | Y | [8 empty] | 180 | 52 | 1.4 | Y | [5 empty] | N |  | Y | 1.4
61227 | Nautilus Solar Solutions | 63597 | Plato CSG1, LLC | MN | McLeod | SC | OP | Solar Photovoltaic | PV | IPP Non-CHP | 2 | 1 | 1 | 1 | 1 | 2021 |  | Y | [8 empty] | 180 | 52 | 1.4 | Y | [5 empty] | N |  | Y | 1.4
61227 | Nautilus Solar Solutions | 63598 | Sacred Heart CSG1, LLC | MN | Renville | SC | OP | Solar Photovoltaic | PV | IPP Non-CHP | 2 | 1 | 1 | 1 | 8 | 2021 |  | Y | [8 empty] | 180 | 52 | 1.4 | Y | [5 empty] | N |  | Y | 1.4
61227 | Nautilus Solar Solutions | 63599 | Stewart CSG1, LLC | MN | McLeod | SC | OP | Solar Photovoltaic | PV | IPP Non-CHP | 2 | 1 | 1 | 1 | 8 | 2021 |  | Y | [8 empty] | 180 | 52 | 1.4 | Y | [5 empty] | N |  | Y | 1.3
60531 | Standard Solar | 63618 | USS Solar Brick | IL | Macoupin | USBRK | OP | Solar Photovoltaic | PV | IPP Non-CHP | 2 | 2 | 2 | 2 | 6 | 2021 |  |  |  | Y | [6 empty] | 0 | 0 | 2.7 | Y | [5 empty] | N |  | N
60531 | Standard Solar | 63620 | USS Goodrich Solar | IL | Kankakee | USGCH | OP | Solar Photovoltaic | PV | IPP Non-CHP | 2 | 2 | 2 | 2 | 8 | 2022 |  | Y | [8 empty] | 0 |  | 2.7 | Y | [5 empty] | N |  | N
60531 | Standard Solar | 63621 | USS Sycamore Solar (CSG) | IL | DeKalb | USSYC | OP | Solar Photovoltaic | PV | IPP Non-CHP | 2 | 2 | 2 | 2 | 5 | 2022 |  | Y | [8 empty] | 0 |  | 2.7 | Y | [5 empty] | N |  | Y | 2.7
61944 | MN8 Energy LLC | 63623 | Lafayette 2 - MLK Jr. Hospital (MLK) | CA | Los Angeles | GEN1 | OP | Solar Photovoltaic | PV | IPP Non-CHP | 2 | 1.7 | 1.7 | 1.7 | 8 | 2020 |  |  |  | Y | [6 empty] | 180 | 10 | 1.6 | Y | [5 empty] | N |  | N
60025 | Greenbacker Renewable Energy Corporation | 63626 | IGS FE Trenton, LLC | NJ | Mercer | 229 | OP | Solar Photovoltaic | PV | IPP Non-CHP | 2 | 1.5 | 1.5 | 1.5 | 3 | 2020 |  |  |  | Y | [6 empty] | 177 | 10 | 1.6 | Y | [5 empty] | N |  | N
60025 | Greenbacker Renewable Energy Corporation | 63627 | Scenic Hill Solar IV, LLC | AR | Johnson | 252 | OP | Solar Photovoltaic | PV | IPP Non-CHP | 2 | 2.2 | 2.2 | 2.2 | 12 | 2019 |  |  |  | Y | [6 empty] | 180 | 25 | 2.8 | Y | [5 empty] | N |  | N
62759 | National Grid Renewables | 63629 | Hydra Community Solar Garden, LLC (CSG) | MN | Rice | HYDRA | OP | Solar Photovoltaic | PV | IPP Non-CHP | 2 | 1 | 1 | 1 | 5 | 2020 |  |  |  | Y | [6 empty] | 180 | 30 | 1.4 |  | Y |  |  |  |  | N |  | N
62715 | Westbound Solar LLC | 63630 | Pleasanton - Amador Valley High School | CA | Alameda | AVHS | OP | Solar Photovoltaic | PV | Commercial Non-CHP | 4 | 1.1 | 1.1 | 1.1 | 11 | 2019 |  |  |  | Y | [6 empty] | 8 | 5 | 1.1 | Y | [5 empty] | Y | 1 | N
63338 | Crown Solar Center, LLC | 63635 | Crown | SC | Lancaster | CROWN | OP | Solar Photovoltaic | PV | IPP Non-CHP | 2 | 3 | 3 | 3 | 3 | 2020 |  | Y | [8 empty] | 180 | 55 | 4.2 | Y | [5 empty] | N |  | N
63339 | Fort Rock Solar I, LLC | 63636 | Fort Rock I | OR | Lake | FR1 | OP | Solar Photovoltaic | PV | IPP Non-CHP | 2 | 9.9 | 9.9 | 9.9 | 3 | 2020 |  | Y | [8 empty] | 180 | 60 | 14.9 | Y | [5 empty] | N |  | N
63185 | Neighborhood Power Corp. | 63642 | Dunn Road Solar | OR | Clackamas | W9736 | OP | Solar Photovoltaic | PV | IPP Non-CHP | 2 | 1.8 | 1.8 | 1.8 | 3 | 2021 |  | Y | [8 empty] | 180 |  | 2.6 | Y | [5 empty] | N |  | N
63345 | Flodquist Community Solar LLC | 63650 | Flodquist Community Solar LLC CSG | MN | Chisago | TC3 | OP | Solar Photovoltaic | PV | IPP Non-CHP | 2 | 1 | 1 | 1 | 8 | 2021 |  | Y | [8 empty] | 180 |  | 1.5 | Y | [5 empty] | N |  | Y | 1.5
63344 | SunE P11L Holdings, LLC | 63651 | North Kern State Prison Phase II | CA | Kern | 5812 | OP | Solar Photovoltaic | PV | IPP Non-CHP | 2 | 4 | 4 | 4 | 9 | 2012 |  | Y | [8 empty] | 180 | 0 | 4.7 | Y | [5 empty] | Y | 4.7 | N
63357 | Sheriff Rd Solar LLC | 63654 | Sheriff Road | MD | Prince Georges | SHRFF | OP | Solar Photovoltaic | PV | IPP Non-CHP | 2 | 1.1 | 1.1 | 1.1 | 4 | 2020 |  |  |  | Y | [6 empty] | 165 | 10 | 1.5 | Y | [5 empty] | Y | 1.4 | N
64395 | Bay4 Energy Services, LLC | 63656 | CED Peoria Solar | IL | Peoria | PS1 | OP | Solar Photovoltaic | PV | IPP Non-CHP | 2 | 2 | 2 | 2 | 5 | 2021 |  | Y | [8 empty] | 180 | 52 | 2.9 | Y | [5 empty] | N |  | Y | 2.9
63365 | Siems Community Solar LLC | 63657 | Siems Solar Project CSG | MN | Goodhue | TC3 | OP | Solar Photovoltaic | PV | IPP Non-CHP | 2 | 1 | 1 | 1 | 8 | 2020 |  | Y | [8 empty] | 180 | 55 | 1.4 | Y | [5 empty] | N |  | Y | 1.4
63366 | Schueler Community Solar LLC | 63658 | Schueler Community Solar | MN | Wright | TC3 | OP | Solar Photovoltaic | PV | IPP Non-CHP | 2 | 1 | 1 | 1 | 8 | 2020 |  | Y | [8 empty] | 180 | 55 | 1.4 | Y | [5 empty] | N |  | Y | 1.4
63368 | 38DN Power Fund 1 LLC | 63659 | Bowden Solar LLC | MA | Hampden | BOWDN | OP | Solar Photovoltaic | PV | IPP Non-CHP | 2 | 2 | 2 | 1.7 | 3 | 2019 |  |  |  | Y | [5 empty] | N | 180 | 20 | 2.8 | Y | [5 empty] | N |  | N
62870 | Heritage Sustainable Energy. LLC | 63660 | M72 West Solar | MI | Leelanau | M72W | OP | Solar Photovoltaic | PV | IPP Non-CHP | 2 | 1.8 | 1.8 | 1.8 | 12 | 2019 |  |  |  | Y | [6 empty] | 180 | 30 | 2.2 | Y | [5 empty] | N |  | N
63185 | Neighborhood Power Corp. | 63663 | Mt Hope Solar | OR | Clackamas | W0053 | OP | Solar Photovoltaic | PV | IPP Non-CHP | 2 | 2.5 | 2.5 | 2.5 | 3 | 2021 |  | Y | [8 empty] | 180 |  | 3.2 | Y | [5 empty] | N |  | N
63185 | Neighborhood Power Corp. | 63664 | Williams Acres Solar | OR | Marion | W0055 | OP | Solar Photovoltaic | PV | IPP Non-CHP | 2 | 2.5 | 2.5 | 2.5 | 4 | 2021 |  | Y | [8 empty] | 180 |  | 3.2 | Y | [5 empty] | N |  | N
63185 | Neighborhood Power Corp. | 63665 | River Valley Solar | OR | Marion | W0054 | OP | Solar Photovoltaic | PV | IPP Non-CHP | 2 | 1.9 | 1.9 | 1.9 | 4 | 2022 |  |  | Y | [9 empty] | 2.5 | Y | [5 empty] | N |  | N
63374 | Sanford Airport Solar, LLC | 63667 | Sanford Solar | ME | York | SAS | OP | Solar Photovoltaic | PV | IPP Non-CHP | 2 | 49.4 | 49.4 | 49.4 | 11 | 2020 |  | Y |  | N | [6 empty] | 180 | 25 | 70.8 | Y | [5 empty] | N |  | N
61012 | AES Distributed Energy | 63668 | University Solar, LLC | RI | Kent | URI | OP | Solar Photovoltaic | PV | IPP Non-CHP | 2 | 24 | 24 | 24 | 12 | 2019 |  |  |  | Y | [6 empty] | 180 | 15 | 28.4 | Y | [5 empty] | Y | 28 | N
63391 | C2 MA Lakeville, LLC | 63672 | Lakeville Solar | MA | Plymouth | LV | OP | Solar Photovoltaic | PV | IPP Non-CHP | 2 | 2.7 | 2.7 | 2.7 | 12 | 2018 |  | Y | [8 empty] | 180 | 25 | 3.3 | Y | [5 empty] | N |  | N
63393 | VS Dedeaux LLC | 63674 | Dedeaux | CA | Los Angeles | DEDEA | OP | Solar Photovoltaic | PV | IPP Non-CHP | 2 | 0.9 | 0.9 | 0.9 | 12 | 2019 |  |  |  | Y | [6 empty] | 180 | 15 | 1.3 | Y | [5 empty] | N |  | N
63394 | MSAP 13, LLC | 63675 | MSAP 13 | NY | Rensselaer | TROYL | OP | Solar Photovoltaic | PV | IPP Non-CHP | 2 | 2 | 2 | 2 | 12 | 2020 |  |  |  | Y | [6 empty] | 180 | 30 | 2.1 | Y | [5 empty] | Y | 2 | N
63397 | Paulson Community Solar LLC | 63678 | Paulson Community (CSG) | MN | Le Sueur | PAUL | OP | Solar Photovoltaic | PV | IPP Non-CHP | 2 | 1 | 1 | 1 | 4 | 2020 |  |  |  | Y | [6 empty] | 180 | 25 | 1.4 | Y | [5 empty] | N |  | Y | 1.4
63398 | Laurel Village Community Solar LLC | 63679 | Laurel Village (CSG) | MN | Wright | LAUR | OP | Solar Photovoltaic | PV | IPP Non-CHP | 2 | 1 | 1 | 1 | 4 | 2020 |  |  |  | Y | [6 empty] | 180 | 30 | 1.4 | Y | [5 empty] | N |  | Y | 1.4
63399 | Hertzberg Community Solar | 63680 | Hertzberg Community (CSG) | MN | Stearns | HERTZ | OP | Solar Photovoltaic | PV | IPP Non-CHP | 2 | 1 | 1 | 1 | 4 | 2020 |  | Y | [8 empty] | 180 | 52 | 1.4 | Y | [5 empty] | N |  | Y | 1.4
60025 | Greenbacker Renewable Energy Corporation | 63681 | Oak Leaf Solar XXXIII LLC (Lantz) | CO | Chaffee | 13 | OP | Solar Photovoltaic | PV | IPP Non-CHP | 2 | 1.5 | 1.5 | 1.5 | 1 | 2020 |  | Y | [8 empty] | 180 | 52 | 2 | Y | [5 empty] | Y | 2 | N
60025 | Greenbacker Renewable Energy Corporation | 63681 | Oak Leaf Solar XXXIII LLC (Lantz) | CO | Chaffee | 14 | OP | Solar Photovoltaic | PV | IPP Non-CHP | 2 | 1.5 | 1.5 | 1.5 | 1 | 2020 |  | Y | [8 empty] | 180 | 52 | 2 | Y | [5 empty] | Y | 2 | N
63380 | Brenda Luhman Community Solar LLC | 63682 | Brenda Luhman - CSG | MN | Goodhue | BLCS | OP | Solar Photovoltaic | PV | IPP Non-CHP | 2 | 1 | 1 | 1 | 8 | 2020 |  |  |  | Y | [6 empty] | 180 | 30 | 1.4 | Y | [5 empty] | N |  | Y | 1.4
63381 | Carlson Community Solar | 63683 | Carlson Community (CSG) | MN | Chisago | CRLSN | OP | Solar Photovoltaic | PV | IPP Non-CHP | 2 | 1 | 1 | 1 | 1 | 2021 |  |  |  | Y | [6 empty] | 180 | 30 | 1.4 | Y | [5 empty] | N |  | Y | 1.4
63400 | Hammer Community Solar LLC | 63684 | Hammer Community (CSG) | MN | Sherburne | HAMR | OP | Solar Photovoltaic | PV | IPP Non-CHP | 2 | 1 | 1 | 1 | 8 | 2020 |  | Y | [8 empty] | 180 | 52 | 1.4 | Y | [5 empty] | N |  | Y | 1.4
56769 | Consolidated Edison Development Inc. | 63689 | Red Lake Falls Community Hybrid | MN | Red Lake | RLFS | OP | Solar Photovoltaic | PV | IPP Non-CHP | 2 | 1 | 1 | 1 | 12 | 2020 |  |  |  | Y | [6 empty] | 180 | 30 | 1 | Y | [5 empty] | N |  | N
58871 | Citizens Enterprises Corporation | 63690 | Oak Street Solar | MA | Hampden | PV1 | OP | Solar Photovoltaic | PV | IPP Non-CHP | 2 | 3.5 | 3.5 | 3.5 | 12 | 2019 |  |  |  | Y | [6 empty] | 180 | 20 | 4.7 | Y | [5 empty] | N |  | N
64994 | SolRiver Capital LLC | 63691 | Hunker Solar River, LLC | PA | Westmoreland | 13502 | OP | Solar Photovoltaic | PV | IPP Non-CHP | 2 | 3.3 | 3.3 | 3.3 | 8 | 2021 |  |  |  | Y | [6 empty] | 153 | 15 | 4.3 | Y | [5 empty] | N |  | N
13683 | North Carolina El Member Corp | 63692 | PG Solar, LLC | NC | Duplin | 13504 | OP | Solar Photovoltaic | PV | Electric Utility | 1 | 2 | 2 | 2 | 11 | 2020 |  | Y | [8 empty] | 180 |  | 2.7 | Y | [5 empty] | N |  | N
13683 | North Carolina El Member Corp | 63693 | Freight Line Solar, LLC | NC | Duplin | 13503 | OP | Solar Photovoltaic | PV | Electric Utility | 1 | 2 | 2 | 2 | 11 | 2020 |  | Y | [8 empty] | 180 |  | 2.8 | Y | [5 empty] | N |  | N
64994 | SolRiver Capital LLC | 63694 | Butler Solar, LLC | OR | Yamhill | 13501 | OP | Solar Photovoltaic | PV | IPP Non-CHP | 2 | 4 | 4 | 4 | 1 | 2021 |  | Y | [8 empty] | 180 |  | 5.3 | Y | [5 empty] | N |  | N
13683 | North Carolina El Member Corp | 63695 | Holly Swamp Solar, LLC | NC | Robeson | 13502 | OP | Solar Photovoltaic | PV | Electric Utility | 1 | 2 | 2 | 2 | 11 | 2020 |  | Y | [8 empty] | 180 |  | 2.8 | Y | [5 empty] | N |  | N
63412 | Westmoreland County Solar Project, LLC | 63696 | Westmoreland County Solar Project | VA | Westmoreland | WEST | OP | Solar Photovoltaic | PV | IPP Non-CHP | 2 | 19.9 | 19.9 | 19.9 | 10 | 2021 |  | Y |  |  | N | [5 empty] | 0 |  | 29.6 | Y | [5 empty] | N |  | N
63409 | GWE Cranberry Solar RT, LLC | 63697 | Cranberry Solar | MA | Plymouth | 13440 | OP | Solar Photovoltaic | PV | IPP Non-CHP | 2 | 1 | 1 | 1 | 12 | 2016 |  |  |  | Y | [6 empty] | 200 | 10 | 1.5 | Y | [5 empty] | N |  | N
56990 | NJR Clean Energy Ventures Corporation | 63698 | Galloway Landfill | NJ | Monmouth | GALLO | OP | Solar Photovoltaic | PV | IPP Non-CHP | 2 | 2.3 | 2.3 | 2.3 | 9 | 2020 |  |  |  | Y | [6 empty] | 180 | 25 | 3.3 | Y | [5 empty] | N |  | N
61227 | Nautilus Solar Solutions | 63718 | ISM Solar Cranston CSG | RI | Providence | CR | OP | Solar Photovoltaic | PV | IPP Non-CHP | 2 | 3.1 | 3.1 | 3.1 | 12 | 2020 |  |  |  | Y | [6 empty] | 180 | 25 | 3.4 | Y | [5 empty] | N |  | Y | 3.1
63418 | Elora Solar | 63719 | Elora Solar | TN | Lincoln | ELO | OP | Solar Photovoltaic | PV | IPP Non-CHP | 2 | 150 | 150 | 150 | 3 | 2022 |  | Y | [8 empty] | 180 |  | 205 | Y | [5 empty] | N |  | N
63419 | Augusta Solar, LLC | 63720 | Augusta Solar | SC | Greenwood | PGR23 | OP | Solar Photovoltaic | PV | IPP Non-CHP | 2 | 2 | 2 | 2 | 12 | 2020 |  |  |  | Y | [6 empty] | 180 | 0 | 2.8 | Y | [5 empty] | N |  | N
63414 | Cool Springs Solar, LLC | 63721 | Cool Springs Solar (Hybrid) | GA | Decatur | COOLS | OP | Solar Photovoltaic | PV | IPP Non-CHP | 2 | 213 | 213 | 213 | 12 | 2021 |  | Y | [8 empty] | 180 |  | 298 | Y | [5 empty] | N |  | N
60025 | Greenbacker Renewable Energy Corporation | 63722 | Rawhide Prairie Solar Hybrid | CO | Larimer | PV1 | OP | Solar Photovoltaic | PV | IPP Non-CHP | 2 | 22 | 22 | 22 | 3 | 2021 |  | Y | [8 empty] | 0 | 60 | 29.1 | Y | [5 empty] | Y | 29.1 | N
63359 | REA Investments, LLC | 63724 | Hayfield Solar I LLC CSG | MN | Dodge | HAYF1 | OP | Solar Photovoltaic | PV | IPP Non-CHP | 2 | 1 | 1 | 1 | 2 | 2021 |  | Y | [8 empty] | 180 | 60 | 1.4 | Y | [5 empty] | N |  | Y | 1.4
63359 | REA Investments, LLC | 63725 | Hayfield Solar III LLC CSG | MN | Dodge | HAYF3 | OP | Solar Photovoltaic | PV | IPP Non-CHP | 2 | 1 | 1 | 1 | 2 | 2021 |  | Y | [8 empty] | 180 | 60 | 1.4 | Y | [5 empty] | N |  | Y | 1.4
63359 | REA Investments, LLC | 63726 | Pipestone City Solar LLC CSG | MN | Pipestone | PSCTY | OP | Solar Photovoltaic | PV | IPP Non-CHP | 2 | 1 | 1 | 1 | 8 | 2021 |  | Y | [8 empty] | 180 | 60 | 1.4 | Y | [5 empty] | N |  | Y | 1.4
61944 | MN8 Energy LLC | 63727 | Slate Hybrid | CA | Kings | SL3EC | OP | Solar Photovoltaic | PV | IPP Non-CHP | 2 | 67.5 | 67.5 | 67.5 | 3 | 2022 |  | Y | [8 empty] | 180 | 0 | 87.7 | Y | [5 empty] | N |  | N
61944 | MN8 Energy LLC | 63727 | Slate Hybrid | CA | Kings | SLATE | OP | Solar Photovoltaic | PV | IPP Non-CHP | 2 | 50.5 | 50.5 | 50.5 | 11 | 2021 |  | Y | [8 empty] | 180 | 0 | 67 | Y | [5 empty] | N |  | N
61944 | MN8 Energy LLC | 63727 | Slate Hybrid | CA | Kings | SLPWR | OP | Solar Photovoltaic | PV | IPP Non-CHP | 2 | 26 | 26 | 26 | 3 | 2022 |  | Y | [8 empty] | 180 | 0 | 34.8 | Y | [5 empty] | N |  | N
61944 | MN8 Energy LLC | 63727 | Slate Hybrid | CA | Kings | SLSTN | OP | Solar Photovoltaic | PV | IPP Non-CHP | 2 | 63 | 63 | 63 | 4 | 2022 |  | Y | [8 empty] | 180 | 0 | 81.4 | Y | [5 empty] | N |  | N
61944 | MN8 Energy LLC | 63727 | Slate Hybrid | CA | Kings | SLSVC | OP | Solar Photovoltaic | PV | IPP Non-CHP | 2 | 93 | 93 | 93 | 2 | 2022 |  | Y | [8 empty] | 180 | 0 | 119.4 | Y | [5 empty] | N |  | N
63420 | Taos Mesa Energy Facility, LLC | 63728 | Taos Mesa Energy Facility Hybrid | NM | Taos | TMEF1 | OP | Solar Photovoltaic | PV | Electric Utility | 1 | 15 | 15 | 15 | 11 | 2022 |  | Y | [10 empty] | 19.7 | Y | [5 empty] | N |  | N
57365 | Consolidated Edison Solutions Inc. | 63729 | CES Marbletown Solar | NY | Ulster | MT1 | OP | Solar Photovoltaic | PV | IPP Non-CHP | 2 | 3 | 3 | 3 | 3 | 2021 |  |  |  | Y | [6 empty] | 180 | 25 | 4.4 | Y | [5 empty] | N |  | N
61677 | Sol Systems | 63732 | ESA Buies Creek, LLC | NC | Harnett | 11630 | OP | Solar Photovoltaic | PV | IPP Non-CHP | 2 | 2.8 | 2.8 | 2.8 | 10 | 2020 |  |  |  | Y | [6 empty] | 180 | 20 | 3.9 |  | Y |  |  |  |  | N |  | N
61677 | Sol Systems | 63733 | Eros Solar, LLC | NC | Duplin | 11631 | OP | Solar Photovoltaic | PV | IPP Non-CHP | 2 | 5 | 5 | 5 | 10 | 2020 |  |  |  | Y | [6 empty] | 180 | 20 | 7 |  | Y |  |  |  |  | N |  | N
61677 | Sol Systems | 63734 | Ventura Solar, LLC | NC | Alexander | 11632 | OP | Solar Photovoltaic | PV | IPP Non-CHP | 2 | 5 | 5 | 5 | 11 | 2020 |  |  |  | Y | [6 empty] | 180 | 20 | 7 |  | Y |  |  |  |  | N |  | N
65173 | United States Solar Corporation | 63741 | USS Bluff Country Solar CSG | MN | Winona | USBCS | OP | Solar Photovoltaic | PV | IPP Non-CHP | 2 | 1 | 1 | 1 | 12 | 2020 |  | Y | [8 empty] | 0 | 0 | 1.4 | Y | [5 empty] | N |  | Y | 1
65173 | United States Solar Corporation | 63742 | USS Viceroy Solar LLC CSG | MN | Pope | USVIC | OP | Solar Photovoltaic | PV | IPP Non-CHP | 2 | 1 | 1 | 1 | 1 | 2021 |  | Y | [8 empty] | 0 | 0 | 1.4 | Y | [5 empty] | N |  | Y | 1
60531 | Standard Solar | 63743 | USS Solar Way LLC CSG | MN | Freeborn | SOLWY | OP | Solar Photovoltaic | PV | IPP Non-CHP | 2 | 1 | 1 | 1 | 11 | 2020 |  | Y | [8 empty] | 0 | 0 | 1.4 | Y | [5 empty] | N |  | Y | 1.4
65173 | United States Solar Corporation | 63744 | USS Hubers Solar LLC CSG | MN | Rice | HUBER | OP | Solar Photovoltaic | PV | IPP Non-CHP | 2 | 1 | 1 | 1 | 1 | 2021 |  | Y | [8 empty] | 0 | 0 | 1.4 | Y | [5 empty] | N |  | Y | 1
5248 | Dominion Energy Inc. | 63745 | Greensville County Solar Project, LLC | VA | Greensville | GVSO | OP | Solar Photovoltaic | PV | Electric Utility | 1 | 80 | 80 | 80 | 12 | 2020 |  | Y | [8 empty] | 52 |  | 104 | Y | [5 empty] | N |  | N
5248 | Dominion Energy Inc. | 63746 | TWE Myrtle Solar Farm, LLC | VA | Suffolk City | MYSO | OP | Solar Photovoltaic | PV | Electric Utility | 1 | 15 | 15 | 15 | 6 | 2020 |  | Y | [8 empty] | 52 |  | 20.8 | Y | [5 empty] | N |  | N
63441 | Fogarty Solar LLC | 63747 | Fogarty CSG | NY | Orange | GRA | OP | Solar Photovoltaic | PV | IPP Non-CHP | 2 | 2 | 2 | 2 | 3 | 2021 |  | Y | [8 empty] | 25 |  | 3 | Y | [5 empty] | N |  | Y | 3
63442 | Mount Hope Solar 2 LLC | 63748 | Mount Hope West | NY | Orange | MHW | OP | Solar Photovoltaic | PV | IPP Non-CHP | 2 | 1.9 | 1.9 | 1.9 | 4 | 2020 |  |  |  | Y | [6 empty] | 180 | 80 | 2.7 | Y | [5 empty] | N |  | N
63443 | Mount Hope Solar 1 LLC | 63749 | Mount Hope East | NY | Orange | MHE | OP | Solar Photovoltaic | PV | IPP Non-CHP | 2 | 1.9 | 1.9 | 1.9 | 10 | 2019 |  |  |  | Y | [6 empty] | 180 | 25 | 2.8 | Y | [5 empty] | N |  | N
63444 | Bluestone Solar LLC | 63750 | Bluestone | NY | Ulster | BLU | OP | Solar Photovoltaic | PV | IPP Non-CHP | 2 | 2 | 2 | 2 | 3 | 2019 |  |  |  | Y | [6 empty] | 180 | 25 | 3 | Y | [5 empty] | N |  | N
63445 | Underhill Solar LLC | 63751 | Underhill | NY | Dutchess | UND | OP | Solar Photovoltaic | PV | IPP Non-CHP | 2 | 2 | 2 | 2 | 3 | 2019 |  |  |  | Y | [6 empty] | 180 | 25 | 3 | Y | [5 empty] | N |  | N
63446 | Grabinski Solar LLC | 63752 | Grabinski | NY | Orange | GRA | OP | Solar Photovoltaic | PV | IPP Non-CHP | 2 | 2 | 2 | 2 | 7 | 2019 |  |  |  | Y | [6 empty] | 180 | 25 | 3 | Y | [5 empty] | N |  | N
60025 | Greenbacker Renewable Energy Corporation | 63753 | Platteville Solar CSG, LLC | CO | Weld | 218 | OP | Solar Photovoltaic | PV | IPP Non-CHP | 2 | 1.3 | 1.3 | 1.3 | 1 | 2020 |  | Y | [8 empty] | 180 | 52 | 1.6 |  | Y |  |  |  |  | Y | 1.6 | N
6452 | Florida Power & Light Co | 63754 | Gulf Power Blue Indigo Energy | FL | Jackson | SBI01 | OP | Solar Photovoltaic | PV | Electric Utility | 1 | 74.5 | 74.5 | 74.5 | 4 | 2020 |  | Y | [8 empty] | 180 | 52 | 108.1 | Y | [5 empty] | N |  | N
63450 | DG South Carolina Solar, LLC | 63756 | Omtanke Solar | SC | Berkeley | DGSC1 | OP | Solar Photovoltaic | PV | IPP Non-CHP | 2 | 6 | 6 | 6 | 3 | 2020 |  |  |  | Y | [6 empty] | 190 | 20 | 8.5 | Y | [5 empty] | N |  | N
63452 | Ralph's Grocery Company | 63758 | Kroger La Habra | CA | Orange | KROLH | OP | Solar Photovoltaic | PV | Industrial Non-CHP | 6 | 1.2 | 1.2 | 1.2 | 4 | 2020 |  |  |  | Y | [6 empty] | 180 | 10 | 1.8 | Y | [5 empty] | Y | 1.8 | N
63673 | Ballenger Road Solar A | 63759 | Ballenger Road Solar A | SC | Spartanburg | BALGR | OP | Solar Photovoltaic | PV | IPP Non-CHP | 2 | 2 | 2 | 2 | 12 | 2020 |  | Y | [8 empty] | 180 |  | 2.8 | Y | [5 empty] | N |  | N
63674 | White Horse Solar A | 63760 | White Horse Solar A | SC | Greenville | WHRSA | OP | Solar Photovoltaic | PV | IPP Non-CHP | 2 | 2 | 2 | 2 | 11 | 2020 |  | Y | [8 empty] | 180 |  | 2.8 | Y | [5 empty] | N |  | N
63675 | Soscol Ferry Solar | 63761 | Soscol Ferry Solar | CA | Napa | SSCLC | OP | Solar Photovoltaic | PV | IPP Non-CHP | 2 | 1 | 1 | 1 | 12 | 2020 |  | Y | [8 empty] | 180 |  | 1.4 | Y | [5 empty] | N |  | N
63675 | Soscol Ferry Solar | 63761 | Soscol Ferry Solar | CA | Napa | SSCLD | OP | Solar Photovoltaic | PV | IPP Non-CHP | 2 | 1 | 1 | 1 | 12 | 2020 |  | Y | [8 empty] | 180 |  | 1.4 | Y | [5 empty] | N |  | N
63676 | Silveira Ranch Road Solar | 63762 | Silveira Ranch Road Solar | CA | Marin | SILVA | OP | Solar Photovoltaic | PV | IPP Non-CHP | 2 | 1 | 1 | 1 | 3 | 2021 |  |  |  | Y | [6 empty] | 145 | 20 | 1.2 | Y | [5 empty] | N |  | N
63676 | Silveira Ranch Road Solar | 63762 | Silveira Ranch Road Solar | CA | Marin | SILVB | OP | Solar Photovoltaic | PV | IPP Non-CHP | 2 | 1 | 1 | 1 | 3 | 2021 |  |  |  | Y | [6 empty] | 209 | 20 | 1.2 | Y | [5 empty] | N |  | N
63676 | Silveira Ranch Road Solar | 63762 | Silveira Ranch Road Solar | CA | Marin | SILVC | OP | Solar Photovoltaic | PV | IPP Non-CHP | 2 | 1 | 1 | 1 | 3 | 2021 |  |  |  | Y | [6 empty] | 180 | 20 | 1.2 | Y | [5 empty] | N |  | N
64541 | CES Agawam Tuckahoe Solar LLC | 63763 | CES Agawam Tuckahoe Solar Hybrid | MA | Hampden | ATPV | OP | Solar Photovoltaic | PV | IPP Non-CHP | 2 | 3.6 | 3.6 | 3.6 | 12 | 2021 |  |  |  | Y | [6 empty] | 180 | 30 | 5.7 | Y | [5 empty] | N |  | N
62842 | Lightsource Renewable Energy Asset Management, LLC | 63764 | Elm Branch Solar 1 | TX | Ellis | TXEB1 | OP | Solar Photovoltaic | PV | IPP Non-CHP | 2 | 134.7 | 134.7 | 134.7 | 12 | 2021 |  | Y |  | N | [6 empty] | 180 | 52 | 163 |  | Y |  |  |  |  | N |  | N
62842 | Lightsource Renewable Energy Asset Management, LLC | 63768 | Elk Hill Solar 2 | PA | Franklin | PAEH2 | OP | Solar Photovoltaic | PV | IPP Non-CHP | 2 | 15 | 15 | 15 | 12 | 2020 |  | Y | [8 empty] | 180 | 52 | 17.5 | Y | [5 empty] | N |  | N
62842 | Lightsource Renewable Energy Asset Management, LLC | 63769 | Briar Creek Solar 1 | TX | Navarro | TXBC1 | OP | Solar Photovoltaic | PV | IPP Non-CHP | 2 | 127 | 127 | 127 | 12 | 2021 |  | Y | [8 empty] | 180 |  | 153.5 |  | Y |  |  |  |  | N |  | N
62842 | Lightsource Renewable Energy Asset Management, LLC | 63770 | Bighorn Solar 1 | CO | Pueblo | COBH1 | OP | Solar Photovoltaic | PV | IPP Non-CHP | 2 | 240 | 240 | 240 | 11 | 2021 |  | Y | [8 empty] | 180 |  | 300 |  | Y |  |  |  |  | N |  | N
61060 | Cypress Creek Renewables | 63772 | Adirondack Solar | NY | Clinton | 1394 | OP | Solar Photovoltaic | PV | IPP Non-CHP | 2 | 1.1 | 1.1 | 0.7 | 9 | 2018 |  |  |  | Y | [6 empty] | 0 | 30 | 1.7 | Y | [5 empty] | N |  | Y | 1.7
62842 | Lightsource Renewable Energy Asset Management, LLC | 63773 | Elk Hill Solar 1 | PA | Franklin | PAEH1 | OP | Solar Photovoltaic | PV | IPP Non-CHP | 2 | 20 | 20 | 20 | 12 | 2022 |  |  |  | Y | [6 empty] | 180 | 52 | 24.9 | Y | [5 empty] | N |  | N
59474 | BQ Energy LLC | 63774 | Mount Kisco Landfill Solar & Storage CSG | NY | Westchester | KRS | OP | Solar Photovoltaic | PV | IPP Non-CHP | 2 | 1 | 1 | 1 | 12 | 2020 |  |  |  | Y | [6 empty] | 180 | 15 | 1.1 |  | Y |  |  |  |  | N |  | Y | 1
62627 | Alchemy Renewable Energy | 63777 | Pinson Solar Farm | SC | Spartanburg | 1310 | OP | Solar Photovoltaic | PV | IPP Non-CHP | 2 | 20 | 20 | 20 | 8 | 2022 |  | Y | [8 empty] | 0 |  | 26 | Y | [5 empty] | N |  | N
64876 | NES Euryalus | 63778 | Suntex Solar, LLC | OR | Harney | 3 | OP | Solar Photovoltaic | PV | IPP Non-CHP | 2 | 10 | 10 | 10 | 7 | 2020 |  | Y | [8 empty] | 180 |  | 15.3 | Y | [5 empty] | N |  | N
64876 | NES Euryalus | 63779 | Rock Garden Solar, LLC | OR | Lake | 4 | OP | Solar Photovoltaic | PV | IPP Non-CHP | 2 | 10 | 10 | 10 | 6 | 2020 |  | Y | [8 empty] | 180 |  | 15 | Y | [5 empty] | N |  | N
63461 | NY- CSG- Johnstown 2 | 63780 | NY- CSG- Johnstown 2 | NY | Fulton | JOHN2 | OP | Solar Photovoltaic | PV | IPP Non-CHP | 2 | 2 | 2 | 2 | 3 | 2020 |  |  |  | Y | [6 empty] | 180 | 30 | 2.7 | Y | [5 empty] | N |  | Y | 2
63462 | NY- CSG- Livingston 4 | 63781 | NY- CSG- Livingston 4 | NY | Livingston | LIV4 | OP | Solar Photovoltaic | PV | IPP Non-CHP | 2 | 2 | 2 | 2 | 2 | 2020 |  |  |  | Y | [6 empty] | 180 | 30 | 2.8 | Y | [5 empty] | N |  | Y | 2
63466 | Conductive Power | 63786 | Ben Moreell Solar Farm | NJ | Monmouth | BMSF | OP | Solar Photovoltaic | PV | IPP Non-CHP | 2 | 20 | 20 | 20 | 1 | 2020 |  |  |  | Y | [6 empty] | 180 | 20 | 28 | Y | [5 empty] | N |  | N
63470 | Illinois PV Fulton 1, LLC | 63790 | Illinois PV Fulton 1 CSG | IL | Fulton | FULT | OP | Solar Photovoltaic | PV | IPP Non-CHP | 2 | 2 | 2 | 2 | 6 | 2020 |  | Y | [8 empty] | 180 | 52 | 2.8 | Y | [5 empty] | X |  | Y | 2.8
62915 | Madison Energy Holdings LLC | 63791 | Sobania Community Solar LLC | MN | Sherburne | SOB01 | OP | Solar Photovoltaic | PV | IPP Non-CHP | 2 | 1 | 1 | 1 | 9 | 2020 |  |  |  | Y | [6 empty] | 180 | 30 | 1.4 | Y | [5 empty] | N |  | Y | 1.4
64151 | Svihel Community Solar LLC | 63792 | Svihel Community Solar LLC CSG | MN | Benton | SVH01 | OP | Solar Photovoltaic | PV | IPP Non-CHP | 2 | 1 | 1 | 1 | 4 | 2021 |  | Y | [8 empty] | 180 |  | 1 | Y | [5 empty] | N |  | Y | 1
64152 | Studenski Community Solar LLC | 63793 | Studenski Community Solar LLC CSG | MN | Benton | STU01 | OP | Solar Photovoltaic | PV | IPP Non-CHP | 2 | 1 | 1 | 1 | 4 | 2021 |  | Y | [8 empty] | 180 |  | 1.5 | Y | [5 empty] | N |  | Y | 1
62915 | Madison Energy Holdings LLC | 63794 | Stevens Community Solar LLC | MN | Benton | ST001 | OP | Solar Photovoltaic | PV | IPP Non-CHP | 2 | 1 | 1 | 1 | 10 | 2020 |  |  |  | Y | [6 empty] | 180 | 30 | 1.4 | Y | [5 empty] | N |  | Y | 1.4
64876 | NES Euryalus | 63795 | Alkali Solar, LLC | OR | Lake | 2 | OP | Solar Photovoltaic | PV | IPP Non-CHP | 2 | 10 | 10 | 10 | 6 | 2020 |  | Y | [8 empty] | 180 |  | 15.1 | Y | [5 empty] | N |  | N
64876 | NES Euryalus | 63796 | West Hines Solar I, LLC | OR | Harney | 1 | OP | Solar Photovoltaic | PV | IPP Non-CHP | 2 | 10 | 10 | 10 | 6 | 2020 |  | Y | [8 empty] | 180 |  | 15.3 | Y | [5 empty] | N |  | N
61227 | Nautilus Solar Solutions | 63800 | NY - CSG - Ellsworth II | NY | Saratoga | 23 | OP | Solar Photovoltaic | PV | IPP Non-CHP | 2 | 2 | 2 | 2 | 9 | 2019 |  | Y | [8 empty] | 0 | 25 | 3.1 | Y | [5 empty] | N |  | Y | 3.1
9324 | Indiana Michigan Power Co | 63801 | St. Joseph Solar | IN | St Joseph | 1 | OP | Solar Photovoltaic | PV | Electric Utility | 1 | 20 | 20 | 20 | 3 | 2021 |  | Y | [8 empty] | 0 |  | 25.4 |  | Y |  |  |  | N | N |  | N
63491 | Partridgeville Road Solar 1, LLC | 63804 | Partridgeville Hybrid CSG | MA | Worcester | PAR | OP | Solar Photovoltaic | PV | IPP Non-CHP | 2 | 3.3 | 3.3 | 3.3 | 1 | 2020 |  |  |  | Y |  |  |  |  | N |  | 25 | 25 | 4.7 | Y | [5 empty] | N |  | Y | 4.7
63490 | Williamsville Road LLC | 63805 | Williamsville Hybrid CSG | MA | Worcester | WIL | OP | Solar Photovoltaic | PV | IPP Non-CHP | 2 | 5 | 5 | 5 | 9 | 2021 |  | Y | [8 empty] | 25 |  | 7.5 | Y | [5 empty] | N |  | Y | 5
63493 | Sugar Solar, LLC | 63807 | Sugar Solar, LLC | NC | Yadkin | PGR29 | OP | Solar Photovoltaic | PV | IPP Non-CHP | 2 | 60 | 60 | 60 | 12 | 2021 |  |  |  | Y | [6 empty] | 180 | 60 | 81.1 | Y | [5 empty] | N |  | N
63495 | Centerfield Cooper Solar, LLC | 63810 | Centerfield Cooper Solar, LLC | SC | Chesterfield | PGR24 | OP | Solar Photovoltaic | PV | IPP Non-CHP | 2 | 75 | 75 | 75 | 12 | 2020 |  | Y | [8 empty] | 180 | 60 | 97.6 | Y | [5 empty] | N |  | N
63496 | Lick Creek Solar, LLC | 63811 | Lick Creek Solar, LLC | NC | Stokes | PGR27 | OP | Solar Photovoltaic | PV | IPP Non-CHP | 2 | 50 | 50 | 50 | 3 | 2022 |  | Y | [8 empty] | 0 |  | 70 | Y | [5 empty] | N |  | N
63497 | Highest Power Solar, LLC | 63812 | Highest Power Solar, LLC | NC | Franklin | PGR31 | OP | Solar Photovoltaic | PV | IPP Non-CHP | 2 | 48.7 | 48.7 | 48.7 | 2 | 2022 |  | Y | [8 empty] | 0 |  | 68 | Y | [5 empty] | N |  | N
63499 | Gunsight Solar, LLC | 63813 | Gunsight Solar, LLC | SC | Lexington | PGR26 | OP | Solar Photovoltaic | PV | IPP Non-CHP | 2 | 75 | 75 | 75 | 12 | 2022 |  | Y | [8 empty] | 0 |  | 105 | Y | [5 empty] | N |  | N
63473 | Odom Solar, LLC | 63814 | SR Odom | GA | Colquitt | ODOM | OP | Solar Photovoltaic | PV | IPP Non-CHP | 2 | 20 | 20 | 20 | 11 | 2020 |  | Y | [8 empty] | 0 |  | 30 |  | Y |  |  |  |  | N |  | N
62915 | Madison Energy Holdings LLC | 63816 | RJC CSG, LLC | MN | Steele | RJC01 | OP | Solar Photovoltaic | PV | IPP Non-CHP | 2 | 1 | 1 | 1 | 6 | 2021 |  |  |  | Y | [6 empty] | 0 | 30 | 1.5 | Y | [5 empty] | N |  | N
62915 | Madison Energy Holdings LLC | 63817 | Hinterland CSG, LLC | MN | Sherburne | HIN01 | OP | Solar Photovoltaic | PV | IPP Non-CHP | 2 | 1 | 1 | 1 | 11 | 2020 |  | Y | [8 empty] | 180 | -2 | 1.4 | Y | [5 empty] | N |  | Y | 1.4
62915 | Madison Energy Holdings LLC | 63819 | Betcher CSG 1, LLC | MN | Goodhue | BET01 | OP | Solar Photovoltaic | PV | IPP Non-CHP | 2 | 1 | 1 | 1 | 11 | 2020 |  |  |  | Y | [6 empty] | 180 | 30 | 1.4 | Y | [5 empty] | N |  | Y | 1.4
62915 | Madison Energy Holdings LLC | 63820 | Huneke CSG 1, LLC | MN | Goodhue | HUN01 | OP | Solar Photovoltaic | PV | IPP Non-CHP | 2 | 1 | 1 | 1 | 10 | 2020 |  | Y |  |  | N | [5 empty] | 180 | -2 | 1.4 | Y | [5 empty] | N |  | Y | 1.4
62915 | Madison Energy Holdings LLC | 63821 | Huneke CSG 2, LLC | MN | Goodhue | HUN02 | OP | Solar Photovoltaic | PV | IPP Non-CHP | 2 | 1 | 1 | 1 | 11 | 2020 |  | Y | [8 empty] | 180 | -2 | 1.4 | Y | [5 empty] | N |  | Y | 1.4
64395 | Bay4 Energy Services, LLC | 63823 | CED Beecher Sun Solar | IL | Will | BS1 | OP | Solar Photovoltaic | PV | IPP Non-CHP | 2 | 2 | 2 | 2 | 5 | 2021 |  | Y | [8 empty] | 180 | 52 | 2.8 | Y | [5 empty] | N |  | Y | 2.8
64395 | Bay4 Energy Services, LLC | 63824 | CED Hilltop Solar | IL | Winnebago | HS1 | OP | Solar Photovoltaic | PV | IPP Non-CHP | 2 | 2 | 2 | 2 | 5 | 2021 |  | Y | [8 empty] | 180 | 52 | 2.9 | Y | [5 empty] | N |  | Y | 2.9
63505 | DG Illinois Solar, LLC | 63825 | Lineage Logistics Solar | IL | Will | LLCHI | OP | Solar Photovoltaic | PV | IPP Non-CHP | 2 | 1.6 | 1.6 | 1.6 | 12 | 2019 |  |  |  | Y | [6 empty] | 180 | 20 | 2.1 | Y | [5 empty] | N |  | N
63511 | Luminace Solar Illinois 2, LLC | 63830 | Conagra Foods at St. Elmo | IL | Fayette | CFS | OP | Solar Photovoltaic | PV | IPP Non-CHP | 2 | 1.8 | 1.8 | 1.8 | 1 | 2021 |  | Y | [8 empty] | 180 |  | 2.2 | Y | [5 empty] | N |  | N
63507 | Bluebird Solar LLC | 63833 | Bluebird Solar SC LLC | SC | Anderson | BB | OP | Solar Photovoltaic | PV | IPP Non-CHP | 2 | 3 | 3 | 3 | 9 | 2020 |  | Y | [8 empty] | 0 | 0 | 4.4 | Y |  |  |  |  | N | N |  | N
63471 | NES Olympos | 63835 | Pilot Mountain Solar, LLC | NC | Stokes | PV1 | OP | Solar Photovoltaic | PV | IPP Non-CHP | 2 | 4.9 | 4.9 | 4.9 | 9 | 2020 |  |  |  | Y | [6 empty] | 180 | 20 | 7.5 |  | Y |  |  |  |  | N |  | N
63471 | NES Olympos | 63836 | Benson Solar, LLC | NC | Johnston | PV1 | OP | Solar Photovoltaic | PV | IPP Non-CHP | 2 | 4.9 | 4.9 | 4.9 | 8 | 2020 |  |  |  | Y | [6 empty] | 180 | 20 | 5.7 |  | Y |  |  |  |  | N |  | N
63471 | NES Olympos | 63837 | Lane II Solar, LLC | NC | Wayne | PV1 | OP | Solar Photovoltaic | PV | IPP Non-CHP | 2 | 4.9 | 4.9 | 4.9 | 7 | 2020 |  |  |  | Y | [6 empty] | 180 | 20 | 7.5 |  |  |  | Y | N |  | N |  | N
62161 | Cubico USA, LLC | 63839 | Midlands | SC | Calhoun | 1113 | OP | Solar Photovoltaic | PV | IPP Non-CHP | 2 | 72.1 | 72.1 | 72.1 | 7 | 2020 |  | Y | [10 empty] | 101.7 | Y | [5 empty] | N |  | N
63519 | Trent River Solar, LLC | 63842 | Trent River Solar, LLC | NC | Jones | PGR25 | OP | Solar Photovoltaic | PV | IPP Non-CHP | 2 | 78.7 | 78.7 | 78.7 | 7 | 2021 |  |  |  | Y | [6 empty] | 180 | 60 | 108.5 | Y | [5 empty] | N |  | N
63521 | DG Southwest Solar Portfolio 2019, LLC | 63844 | Fort Calhoun Community Solar | NE | Washington | FTCAL | OP | Solar Photovoltaic | PV | IPP Non-CHP | 2 | 5 | 5 | 5 | 12 | 2019 |  | Y | [8 empty] | 90 | 55 | 7 | Y | [5 empty] | N |  | N
63529 | Medusa NY 1, LLC | 63854 | Medusa NY 1 | NY | Albany | 8175C | OP | Solar Photovoltaic | PV | IPP Non-CHP | 2 | 2 | 2 | 2 | 6 | 2020 |  | N |  | Y | [6 empty] | 185 | 25 | 2.8 | Y | [5 empty] | N |  | N
63532 | Walden NY 1, LLC | 63855 | Walden NY 1 | NY | Orange | 8175E | OP | Solar Photovoltaic | PV | IPP Non-CHP | 2 | 2 | 2 | 2 | 6 | 2020 |  |  |  | Y | [6 empty] | 187 | 25 | 2.7 | Y | [5 empty] | N |  | N
63533 | Westtown NY 2, LLC | 63856 | Westtown NY 2 | NY | Orange | 8175D | OP | Solar Photovoltaic | PV | IPP Non-CHP | 2 | 2 | 2 | 2 | 7 | 2020 |  |  |  | Y | [6 empty] | 180 | 25 | 2.8 | Y | [5 empty] | N |  | N
63534 | Middletown NY 1, LLC | 63857 | Middletown NY 1 | NY | Orange | 8175B | OP | Solar Photovoltaic | PV | IPP Non-CHP | 2 | 2 | 2 | 2 | 3 | 2020 |  |  |  | Y | [6 empty] | 180 | 25 | 2.8 | Y | [5 empty] | N |  | N
63535 | Westerlo NY 1, LLC | 63858 | Westerlo NY 1 | NY | Albany | 8175A | OP | Solar Photovoltaic | PV | IPP Non-CHP | 2 | 2 | 2 | 2 | 1 | 2020 |  |  |  | Y | [6 empty] | 180 | 25 | 2.8 | Y | [5 empty] | N |  | N
63545 | Golden Field Solar III, LLC | 63859 | Golden Field Solar III, LLC | CA | Kern | RCTR | OP | Solar Photovoltaic | PV | IPP Non-CHP | 2 | 192 | 192 | 192 | 12 | 2020 |  | Y | [8 empty] | 180 |  | 240 | Y | [5 empty] | N |  | N
61156 | NMRD Data Center, LLC | 63860 | Encino Solar Energy Center | NM | Sandoval | ESEC | OP | Solar Photovoltaic | PV | IPP Non-CHP | 2 | 55 | 55 | 55 | 7 | 2020 |  | Y | [8 empty] | 180 | 0 | 66.7 | Y | [5 empty] | N |  | N
62627 | Alchemy Renewable Energy | 63861 | Logansport Solar | IN | Cass | INLP | OP | Solar Photovoltaic | PV | IPP Non-CHP | 2 | 16 | 16 | 16 | 9 | 2021 |  |  |  | Y | [6 empty] | 180 | 30 | 19.3 | Y | [5 empty] | N |  | N
60293 | DG Colorado Solar, LLC | 63869 | IBM Solar | CO | Boulder | DGIBM | OP | Solar Photovoltaic | PV | IPP Non-CHP | 2 | 8.1 | 8.1 | 8.1 | 7 | 2019 |  | Y | [8 empty] | 180 | 52 | 9.7 | Y | [5 empty] | Y | 9.7 | N
49893 | Invenergy Services LLC | 63883 | Samson Solar Energy III LLC | TX | Lamar | GEN1 | OP | Solar Photovoltaic | PV | IPP Non-CHP | 2 | 250 | 250 | 250 | 11 | 2022 |  |  |  | Y | [6 empty] | 0 | 60 | 250 | Y | [5 empty] | N |  | N
61012 | AES Distributed Energy | 63887 | East Brookfield Main Street Solar LLC CSG | MA | Worcester | EBMSS | OP | Solar Photovoltaic | PV | IPP Non-CHP | 2 | 1 | 1 | 1 | 12 | 2020 |  |  |  | Y | [6 empty] | 0 | 25 | 1.4 | Y | [5 empty] | N |  | Y | 1.4
62915 | Madison Energy Holdings LLC | 63888 | ESIL-PFCHICAGO 3, LLC | IL | Cook | PF3CH | OP | Solar Photovoltaic | PV | IPP Non-CHP | 2 | 1.4 | 1.4 | 1.4 | 8 | 2020 |  |  |  | Y | [6 empty] | 190 | 5 | 2.1 | Y | [5 empty] | N |  | N
62915 | Madison Energy Holdings LLC | 63889 | ESIL-PFCHICAGO 2, LLC | IL | Cook | PF2CH | OP | Solar Photovoltaic | PV | IPP Non-CHP | 2 | 1 | 1 | 1 | 11 | 2020 |  |  |  | Y | [6 empty] | 179 | 5 | 1.4 | Y | [5 empty] | N |  | N
63549 | Lily Solar, LLC | 63892 | Lily Solar Hybrid | TX | Kaufman | LILY | OP | Solar Photovoltaic | PV | IPP Non-CHP | 2 | 146.7 | 146.7 | 146.7 | 9 | 2021 |  | Y | N | [7 empty] | 180 |  | 181 | Y | [5 empty] | N |  | N
63548 | GD Hopkinton Main I, LLC | 63893 | GD Hopkinton Main I, LLC | RI | Washington | MAIN1 | OP | Solar Photovoltaic | PV | IPP Non-CHP | 2 | 2.6 | 2.6 | 2.6 | 11 | 2020 |  |  |  | Y | [6 empty] | 5 | 20 | 3.1 | Y | [5 empty] | N |  | Y | 2.6
63548 | GD Hopkinton Main I, LLC | 63893 | GD Hopkinton Main I, LLC | RI | Washington | MAIN2 | OP | Solar Photovoltaic | PV | IPP Non-CHP | 2 | 3.9 | 3.9 | 3.9 | 11 | 2020 |  |  |  | Y | [6 empty] | 5 | 20 | 4.5 | Y | [5 empty] | N |  | N
63548 | GD Hopkinton Main I, LLC | 63893 | GD Hopkinton Main I, LLC | RI | Washington | MAIN3 | OP | Solar Photovoltaic | PV | IPP Non-CHP | 2 | 4.1 | 4.1 | 4.1 | 11 | 2020 |  |  |  | Y | [6 empty] | 5 | 20 | 4.8 | Y | [5 empty] | N |  | Y | 4.1
63568 | BD Solar 1 LLC | 63894 | Milo PV - BD Solar 1 LLC | ME | Piscataquis | MILPV | OP | Solar Photovoltaic | PV | IPP Non-CHP | 2 | 20 | 20 | 20 | 6 | 2021 |  | Y | [8 empty] | 180 | 25 | 27.4 | Y | [5 empty] | N |  | N
63567 | BD Solar Augusta LLC | 63895 | Augusta PV - BD Solar Augusta LLC | ME | Kennebec | AUGPV | OP | Solar Photovoltaic | PV | IPP Non-CHP | 2 | 7.2 | 7.2 | 7.2 | 6 | 2021 |  | Y | [8 empty] | 180 | 25 | 8.7 | Y | [5 empty] | N |  | N
63566 | BD Solar Fairfield LLC | 63896 | Fairfield PV - BD Solar Fairfield LLC | ME | Somerset | FAIPV | OP | Solar Photovoltaic | PV | IPP Non-CHP | 2 | 5 | 5 | 5 | 6 | 2021 |  |  |  | Y | [6 empty] | 180 | 25 | 7.4 | Y | [5 empty] | N |  | N
63565 | BD Solar Oxford LLC | 63897 | Oxford PV - BD Solar Oxford LLC | ME | Oxford | OXFPV | OP | Solar Photovoltaic | PV | IPP Non-CHP | 2 | 9.2 | 9.2 | 9.2 | 6 | 2021 |  | Y | [8 empty] | 180 | 25 | 12.9 | Y | [5 empty] | N |  | N
63569 | Cornillie 2 Community Solar LLC | 63899 | Cornillie 2 Community (CSG) | MN | Chisago | CORN | OP | Solar Photovoltaic | PV | IPP Non-CHP | 2 | 1.4 | 1.4 | 1.4 | 1 | 2021 |  |  |  | Y | [6 empty] | 180 | 30 | 1.5 | Y | [5 empty] | N |  | Y | 1.5
62915 | Madison Energy Holdings LLC | 63903 | Pinesburg Solar LLC | MD | Washington | PINE1 | OP | Solar Photovoltaic | PV | IPP Non-CHP | 2 | 4.3 | 4.3 | 4.3 | 5 | 2020 |  | Y | [8 empty] | 180 | -2 | 5.8 | Y | [5 empty] | N |  | N
62915 | Madison Energy Holdings LLC | 63904 | Timonium Fairgrounds | MD | Baltimore | FAIR1 | OP | Solar Photovoltaic | PV | IPP Non-CHP | 2 | 1.9 | 1.9 | 1.9 | 10 | 2020 |  |  |  | Y | [6 empty] | 189 | 10 | 2.6 | Y | [5 empty] | N |  | N
63571 | Azure Sky Solar Project, LLC | 63905 | Azure Sky Solar | TX | Haskell | ASKYS | OP | Solar Photovoltaic | PV | IPP Non-CHP | 2 | 225 | 225 | 225 | 7 | 2021 |  | Y | [8 empty] | 180 |  | 284 | Y | [5 empty] | N |  | N
60025 | Greenbacker Renewable Energy Corporation | 63906 | Turquoise Nevada, LLC | NV | Washoe | 142 | OP | Solar Photovoltaic | PV | IPP Non-CHP | 2 | 60 | 60 | 60 | 12 | 2020 |  |  |  | Y | [6 empty] | 180 | 25 | 61.2 | Y | [5 empty] | N |  | N
60496 | Adapture Renewables, Inc. | 63908 | SulusSolar17 | OR | Clackamas | SS17 | OP | Solar Photovoltaic | PV | IPP Non-CHP | 2 | 3.1 | 3.1 | 3.1 | 6 | 2020 |  |  |  | Y | [6 empty] | 180 | 25 | 3.8 | Y | [5 empty] | N |  | N
63575 | Bluegrass Solar, LLC | 63910 | Bluegrass Solar | MD | Queen Annes | BGS | OP | Solar Photovoltaic | PV | IPP Non-CHP | 2 | 79.6 | 79.6 | 79.6 | 10 | 2022 |  | Y | [8 empty] | 180 |  | 101 | Y | [5 empty] | N |  | N
63578 | Dodge Flat Solar, LLC | 63913 | Dodge Flat | NV | Washoe | DODGE | OP | Solar Photovoltaic | PV | IPP Non-CHP | 2 | 200 | 200 | 200 | 3 | 2022 |  | Y | [8 empty] | 180 |  | 260 | Y | [5 empty] | N |  | N
63572 | Marbury Point Solar LLC | 63917 | DC Water Solar | DC | District of Columbia | 8030A | OP | Solar Photovoltaic | PV | IPP Non-CHP | 2 | 3.5 | 3.5 | 3.5 | 5 | 2021 |  |  |  | Y | [6 empty] | 217 | 5 | 4.5 | Y | [5 empty] | N |  | N
63592 | Riley Solar I LLC | 63925 | Riley | OR | Harney | RILEY | OP | Solar Photovoltaic | PV | IPP Non-CHP | 2 | 10 | 10 | 10 | 7 | 2020 |  | Y | [8 empty] | 180 | 60 | 15.3 | Y | [5 empty] | N |  | N
63593 | Fort Rock Solar IV LLC | 63926 | Fort Rock IV | OR | Lake | FRIV | OP | Solar Photovoltaic | PV | IPP Non-CHP | 2 | 10 | 10 | 10 | 6 | 2020 |  | Y | [8 empty] | 180 | 60 | 15.1 | Y | [5 empty] | N |  | N
64745 | KP Vacaville Solar, LLC | 63928 | Vacaville Hospital | CA | Solano | 6701 | OP | Solar Photovoltaic | PV | Commercial Non-CHP | 4 | 1.5 | 1.4 | 0.7 | 12 | 2019 |  |  |  | Y | [6 empty] | 269 | 5 | 2.1 | Y | [5 empty] | Y | 2.1 | N
17633 | Southern Indiana Gas & Elec Co | 63929 | Troy Solar | IN | Spencer | TROY1 | OP | Solar Photovoltaic | PV | Electric Utility | 1 | 50.4 | 50.4 | 50.4 | 4 | 2021 |  | Y | N | N | [6 empty] | 180 | 60 | 65 | N | Y |  |  | N |  | N |  | N
63602 | Titan Solar 1, LLC | 63932 | Titan Solar 1 (CA) | CA | Imperial | TITN1 | OP | Solar Photovoltaic | PV | IPP Non-CHP | 2 | 70 | 70 | 70 | 12 | 2020 |  | Y | [8 empty] | 15 |  | 98 | Y | [5 empty] | N |  | N
63610 | Severson HoldCo LLC | 63934 | Severson Garden | MN | Waseca | CGS | OP | Solar Photovoltaic | PV | IPP Non-CHP | 2 | 1 | 1 | 1 | 10 | 2020 |  |  |  | Y | [6 empty] | 180 | 25 | 1.3 | Y | [5 empty] | N |  | N
64423 | Excelsior Energy Capital | 63935 | Marion Garden | MN | Rice | CGS | OP | Solar Photovoltaic | PV | IPP Non-CHP | 2 | 1 | 1 | 1 | 11 | 2020 |  | Y |  | N | [6 empty] | 180 |  | 1.3 | Y | [5 empty] | N |  | N
64423 | Excelsior Energy Capital | 63936 | Silver Lake Garden | MN | Waseca | CGS | OP | Solar Photovoltaic | PV | IPP Non-CHP | 2 | 1 | 1 | 1 | 1 | 2021 |  |  |  | Y | [6 empty] | 180 | 25 | 1.2 | Y | [5 empty] | N |  | N
64423 | Excelsior Energy Capital | 63937 | Lyman Garden | MN | Dakota | CGS | OP | Solar Photovoltaic | PV | IPP Non-CHP | 2 | 1 | 1 | 1 | 11 | 2020 |  |  |  | Y | [6 empty] | 180 | 25 | 1.3 | Y | [5 empty] | N |  | N
64423 | Excelsior Energy Capital | 63938 | Nicollet Garden | MN | Nicollet | CGS | OP | Solar Photovoltaic | PV | IPP Non-CHP | 2 | 1 | 1 | 1 | 12 | 2020 |  |  |  | Y | [6 empty] | 180 | 25 | 1.3 | Y | [5 empty] | N |  | N
64423 | Excelsior Energy Capital | 63939 | Union Garden | MN | Rice | CGS | OP | Solar Photovoltaic | PV | IPP Non-CHP | 2 | 1 | 1 | 1 | 3 | 2021 |  |  |  | Y | [6 empty] | 180 | 25 | 1.2 | Y | [5 empty] | N |  | N
63606 | Central 40, LLC | 63940 | Central 40 | CA | Stanislaus | CEN40 | OP | Solar Photovoltaic | PV | IPP Non-CHP | 2 | 40 | 40 | 40 | 2 | 2021 |  | Y | N | [7 empty] | 180 |  | 50.3 | Y | [5 empty] | N |  | N
63595 | Blandford Sun, LLC | 63942 | Sunpin Blandford | MA | Hampden | SUNBI | OP | Solar Photovoltaic | PV | IPP Non-CHP | 2 | 4.7 | 4.7 | 4.7 | 6 | 2020 |  |  |  | Y | [6 empty] | 180 | 20 | 6.9 | Y | [5 empty] | N |  | N
61012 | AES Distributed Energy | 63944 | Blackhorse Farm Solar, LLC CSG | RI | Bristol | BHF | OP | Solar Photovoltaic | PV | IPP Non-CHP | 2 | 3.8 | 3.8 | 3.8 | 12 | 2020 |  |  |  | Y | [6 empty] | 0 | 15 | 4.6 | Y | [5 empty] | Y | 4.6 | N
63596 | Clinton Solar 4 LLC | 63945 | Clinton Solar 4 LLC CSG | IL | Clinton | CLIN | OP | Solar Photovoltaic | PV | IPP Non-CHP | 2 | 2 | 2 | 2 | 10 | 2020 |  | Y | [8 empty] | 180 | 52 | 2.9 | Y | [5 empty] | N |  | Y | 2.9
63597 | Vermilion Solar 1, LLC | 63946 | Vermilion Solar 1, LLC CSG | IL | Vermilion | VERM | OP | Solar Photovoltaic | PV | IPP Non-CHP | 2 | 2 | 2 | 2 | 12 | 2020 |  | Y | [8 empty] | 180 | 52 | 2.7 | Y | [5 empty] | N |  | Y | 2.7
62856 | Forefront Power, LLC | 63947 | DGS Valley State Prison | CA | Madera | 579 | OP | Solar Photovoltaic | PV | IPP Non-CHP | 2 | 2.3 | 2.3 | 2.3 | 2 | 2021 |  | Y |  | Y | [6 empty] | 225 | 7 | 2.6 | Y | [5 empty] | Y | 2.6 | N
64395 | Bay4 Energy Services, LLC | 63948 | CED Spring Creek Solar | IL | Kankakee | CS1 | OP | Solar Photovoltaic | PV | IPP Non-CHP | 2 | 2 | 2 | 2 | 4 | 2021 |  | Y | [8 empty] | 180 | 52 | 2.9 | Y | [5 empty] | N |  | Y | 2.8
63613 | Cortland Solar 2 LLC | 63949 | Cortland | IL | Dekalb | CORT2 | OP | Solar Photovoltaic | PV | IPP Non-CHP | 2 | 2 | 2 | 2 | 5 | 2021 |  | Y | [8 empty] | 180 | 60 | 2.8 | Y | [5 empty] | N |  | N
63615 | Erving Poplar Mountain Solar 1, LLC | 63950 | Erving CSG | MA | Franklin | ERVIN | OP | Solar Photovoltaic | PV | IPP Non-CHP | 2 | 1 | 1 | 1 | 9 | 2020 |  |  |  | Y | [6 empty] | 180 | 25 | 1.3 | Y | [5 empty] | N |  | Y | 1.3
63616 | Lena Solar 1 LLC | 63951 | Lena | IL | Stephenson | LENA | OP | Solar Photovoltaic | PV | IPP Non-CHP | 2 | 2 | 2 | 2 | 5 | 2021 |  | Y | [8 empty] | 180 | 60 | 2.9 | Y | [5 empty] | N |  | N
63618 | Ridge Farm Solar 1 LLC | 63952 | Ridge Farm | IL | Vermilion | RIDGE | OP | Solar Photovoltaic | PV | IPP Non-CHP | 2 | 2 | 2 | 2 | 12 | 2020 |  |  |  | Y | [6 empty] | 180 | 60 | 2.9 | Y | [5 empty] | N |  | N
63614 | Easthampton Park Solar 1, LLC | 63953 | Easthampton CSG | MA | Hampshire | EASTP | OP | Solar Photovoltaic | PV | IPP Non-CHP | 2 | 2.5 | 2.5 | 2.5 | 9 | 2020 |  |  |  | Y | [6 empty] | 180 | 15 | 3 | Y | [5 empty] | N |  | Y | 3
63617 | Mendota US Solar 1 LLC | 63954 | Mendota | IL | LaSalle | MENDS | OP | Solar Photovoltaic | PV | IPP Non-CHP | 2 | 2 | 2 | 2 | 12 | 2020 |  |  |  | Y | [6 empty] | 180 | 25 | 2.5 | Y | [5 empty] | N |  | N
60025 | Greenbacker Renewable Energy Corporation | 63956 | Palmer Creek Solar, LLC | OR | Yamhill | 223 | OP | Solar Photovoltaic | PV | IPP Non-CHP | 2 | 2.3 | 2.3 | 2.3 | 11 | 2020 |  |  |  | Y | [6 empty] | 0 | 25 | 3.3 | Y | [5 empty] | N |  | N
60025 | Greenbacker Renewable Energy Corporation | 63957 | Day Hill Solar, LLC | OR | Clackamas | 221 | OP | Solar Photovoltaic | PV | IPP Non-CHP | 2 | 2.3 | 2.3 | 2.3 | 10 | 2020 |  |  |  | Y | [6 empty] | 0 | 20 | 3.1 | Y | N |  |  |  |  | N |  | N
63623 | Thor Solar 1 CEI, LLC | 63958 | SSD Marion 3, LLC | OR | Marion | 1 | OP | Solar Photovoltaic | PV | IPP Non-CHP | 2 | 2 | 2 | 2 | 12 | 2020 |  | Y | [8 empty] | 180 | 0 | 3.2 | Y | [5 empty] | N |  | N
63623 | Thor Solar 1 CEI, LLC | 63959 | SSD Marion 5, LLC | OR | Marion | 1 | OP | Solar Photovoltaic | PV | IPP Non-CHP | 2 | 2 | 2 | 2 | 12 | 2020 |  | Y | [8 empty] | 180 | 0 | 3.2 | Y | [5 empty] | N |  | N
63623 | Thor Solar 1 CEI, LLC | 63960 | SSD Marion 6, LLC | OR | Marion | 1 | OP | Solar Photovoltaic | PV | IPP Non-CHP | 2 | 2 | 2 | 2 | 12 | 2020 |  | Y | N | [7 empty] | 180 | 0 | 3.2 | Y | [5 empty] | N |  | N
63623 | Thor Solar 1 CEI, LLC | 63961 | SSD Clackamas 1, LLC | OR | Clackamas | 1 | OP | Solar Photovoltaic | PV | IPP Non-CHP | 2 | 4 | 4 | 4 | 12 | 2020 |  | Y | [8 empty] | 180 | 0 | 5.9 | Y | [5 empty] | N |  | N
63623 | Thor Solar 1 CEI, LLC | 63962 | SSD Clackamas 4, LLC | OR | Clackamas | 1 | OP | Solar Photovoltaic | PV | IPP Non-CHP | 2 | 2 | 2 | 2 | 12 | 2020 |  | Y | [8 empty] | 180 | 0 | 3.2 | Y | [5 empty] | N |  | N
63623 | Thor Solar 1 CEI, LLC | 63963 | SSD Clackamas 7, LLC | OR | Clackamas | 1 | OP | Solar Photovoltaic | PV | IPP Non-CHP | 2 | 2 | 2 | 2 | 12 | 2020 |  | Y | [8 empty] | 180 | 0 | 2.9 | Y | [5 empty] | N |  | N
63623 | Thor Solar 1 CEI, LLC | 63964 | SSD Marion 1, LLC | OR | Marion | 1 | OP | Solar Photovoltaic | PV | IPP Non-CHP | 2 | 2 | 2 | 2 | 12 | 2020 |  | Y | [8 empty] | 180 |  | 2.7 | Y | [5 empty] | N |  | N
63623 | Thor Solar 1 CEI, LLC | 63965 | Danville Farm, LLC | VA | Pittsylvania | 1 | OP | Solar Photovoltaic | PV | IPP Non-CHP | 2 | 12 | 12 | 12 | 11 | 2020 |  | Y | [8 empty] | 180 |  | 15.9 |  | Y |  |  |  |  | N |  | N
60281 | Altus Power America Management, LLC | 63966 | FastSun12 CSG | MN | Rice | FS12 | OP | Solar Photovoltaic | PV | IPP Non-CHP | 2 | 1 | 1 | 1 | 7 | 2021 |  | Y | [8 empty] | 180 | 20 | 1.4 | Y | [5 empty] | N |  | Y | 1
63511 | Luminace Solar Illinois 2, LLC | 63967 | Charter Durabar at Woodstock | IL | McHenry | CDB1 | OP | Solar Photovoltaic | PV | IPP Non-CHP | 2 | 1 | 1 | 1 | 1 | 2021 |  | Y | [8 empty] | 180 |  | 1.4 | Y | [5 empty] | Y | 1 | N
63511 | Luminace Solar Illinois 2, LLC | 63967 | Charter Durabar at Woodstock | IL | McHenry | CDB2 | OP | Solar Photovoltaic | PV | IPP Non-CHP | 2 | 1 | 1 | 1 | 1 | 2021 |  | Y | [8 empty] | 180 |  | 1.5 | Y | [5 empty] | N |  | N
63511 | Luminace Solar Illinois 2, LLC | 63968 | The GSI Group LLC at Assumption | IL | Christian | GSI | OP | Solar Photovoltaic | PV | IPP Non-CHP | 2 | 1.5 | 1.5 | 1.5 | 1 | 2021 |  | Y | [8 empty] | 180 |  | 2 | Y | [5 empty] | Y | 1.5 | N
60496 | Adapture Renewables, Inc. | 63969 | SulusSolar35 | OR | Clackamas | SS35 | OP | Solar Photovoltaic | PV | IPP Non-CHP | 2 | 3 | 3 | 3 | 7 | 2020 |  |  |  | Y | [6 empty] | 5 | 25 | 3.5 | Y | [5 empty] | N |  | N
63630 | New Columbia Solar | 63970 | 7185 13th Pl. NW | DC | District of Columbia | 10020 | OP | Solar Photovoltaic | PV | IPP Non-CHP | 2 | 0.9 | 0.9 | 0.9 | 12 | 2019 |  |  |  | Y | [6 empty] | 180 | 5 | 1.1 | Y | [5 empty] | N |  | Y | 1.1
63625 | CCUA Solar, LLC | 63971 | CCUA Solar | NJ | Cumberland | CCUA | OP | Solar Photovoltaic | PV | IPP Non-CHP | 2 | 1.5 | 1.5 | 1.5 | 7 | 2021 |  | Y |  | N | [6 empty] | 180 | 15 | 1.9 | Y | [5 empty] | Y | 1.9 | N
63627 | Cardinal Solar LLC | 63973 | Cardinal Solar LLC | SC | Marion | CARD | OP | Solar Photovoltaic | PV | IPP Non-CHP | 2 | 7 | 7 | 7 | 12 | 2020 |  | Y | [8 empty] | 0 |  | 10.1 | Y |  |  |  |  | N | N |  | N
63628 | Hayes Solar, LLC | 63974 | Hayes Solar, LLC | NC | Surry | HAYES | OP | Solar Photovoltaic | PV | IPP Non-CHP | 2 | 3 | 3 | 3 | 12 | 2020 |  | Y | [8 empty] | 90 |  | 4 | Y |  |  |  |  | N | N |  | N
63629 | Harrison Solar, LLC | 63975 | Harrison Solar, LLC | NC | Sampson | HARS | OP | Solar Photovoltaic | PV | IPP Non-CHP | 2 | 5 | 5 | 5 | 12 | 2020 |  | Y | [8 empty] | 0 |  | 7 | Y |  |  |  |  | N | N |  | N
61060 | Cypress Creek Renewables | 63976 | Bay Tree | NC | Bladen | 959 | OP | Solar Photovoltaic | PV | IPP Non-CHP | 2 | 70.1 | 70.1 | 70.1 | 11 | 2021 |  | Y | [10 empty] | 90.2 |  | Y |  |  |  |  | N |  | N
6455 | Duke Energy Florida, LLC | 63978 | Duette Solar Power Plant | FL | Manatee | PV1 | OP | Solar Photovoltaic | PV | Electric Utility | 1 | 74.5 | 74.5 | 74.5 | 10 | 2021 |  | Y | [8 empty] | 180 | 0 | 102.5 | Y | [5 empty] | N |  | N
63634 | Red Toad 315 Vinson Road, LLC | 63979 | 315 Vinson Road | NC | Johnston | VINSN | OP | Solar Photovoltaic | PV | IPP Non-CHP | 2 | 2 | 2 | 2 | 12 | 2020 |  | Y | [8 empty] | 180 |  | 2.8 | Y | [5 empty] | N |  | N
6455 | Duke Energy Florida, LLC | 63982 | Charlie Creek Solar Power Plant | FL | Hardee | PV1 | OP | Solar Photovoltaic | PV | Electric Utility | 1 | 74.9 | 74.9 | 74.9 | 8 | 2022 |  | Y | [8 empty] | 0 |  | 99.7 | Y | [5 empty] | N |  | N
60584 | Onyx Asset Services Group | 63986 | Rialto - High School | CA | San Bernardino | 10136 | OP | Solar Photovoltaic | PV | IPP Non-CHP | 2 | 0.9 | 0.9 | 0.9 | 11 | 2017 |  |  |  | Y | [6 empty] | 180 | 7 | 1.1 | Y | [5 empty] | Y | 1.1 | N
63359 | REA Investments, LLC | 63987 | Novel Martens Solar LLC(CSG) | MN | Nicollet | MRTNS | OP | Solar Photovoltaic | PV | IPP Non-CHP | 2 | 1 | 1 | 1 | 3 | 2022 |  | Y |  | N | [6 empty] | 180 | 60 | 1.4 | Y | [5 empty] | N |  | Y | 1.4
63643 | Peterman Solar II, LLC | 63989 | Peterman II | IL | Kankakee | PETE | OP | Solar Photovoltaic | PV | IPP Non-CHP | 2 | 2 | 2 | 2 | 5 | 2021 |  | Y | [8 empty] | 25 |  | 3 | Y | [5 empty] | N |  | Y | 2
63644 | Kish Solar, LLC | 63990 | Kish CSG | IL | Boone | KISH | OP | Solar Photovoltaic | PV | IPP Non-CHP | 2 | 2 | 2 | 2 | 8 | 2021 |  | Y | [8 empty] | 25 |  | 3 | Y | [5 empty] | N |  | Y | 2
63645 | Nostrand Solar, LLC | 63991 | Nostrand | IL | Kankakee | NOS | OP | Solar Photovoltaic | PV | IPP Non-CHP | 2 | 2 | 2 | 2 | 5 | 2021 |  | Y | [8 empty] | 25 |  | 3 | Y | [5 empty] | N |  | N
63646 | Vulcan Solar, LLC | 63992 | Vulcan | IL | Kankakee | VUL | OP | Solar Photovoltaic | PV | IPP Non-CHP | 2 | 2 | 2 | 2 | 5 | 2021 |  | Y | [8 empty] | 25 |  | 3 | Y | [5 empty] | N |  | Y | 2
63648 | Family Tree Farms | 63993 | FTF-PackingShed | CA | Tulare | FTF02 | OP | Solar Photovoltaic | PV | Industrial Non-CHP | 6 | 1 | 1 | 0.7 | 6 | 2013 |  |  |  | Y | [6 empty] | 180 | 25 | 1.1 | Y | [5 empty] | Y | 1.1 | N
63649 | Mike Woolf Farming | 63994 | Firebaugh-CCS-PV-1 | CA | Fresno | MWF01 | OP | Solar Photovoltaic | PV | Industrial Non-CHP | 6 | 1 | 1 | 0.6 | 3 | 2015 |  |  |  | Y | [6 empty] | 180 | 25 | 1.2 | Y | [5 empty] | N |  | Y | 1.2
60571 | AEP Onsite Partners, LLC | 63997 | Pine Hill | RI | Providence | PHS01 | OP | Solar Photovoltaic | PV | IPP Non-CHP | 2 | 5 | 5 | 5 | 8 | 2020 |  | N |  | Y | [6 empty] | 6 | 20 | 6.7 | Y | [5 empty] | N |  | Y | 6.6
61012 | AES Distributed Energy | 64000 | Amaterasu LLC | MA | Worcester | DRC | OP | Solar Photovoltaic | PV | IPP Non-CHP | 2 | 4.6 | 4.6 | 4.6 | 6 | 2021 |  |  |  | Y | [6 empty] | 1 | 25 | 6.7 | Y | [5 empty] | N |  | N
62759 | National Grid Renewables | 64001 | Camellia Solar, LLC | MN | Pope | CAMEL | OP | Solar Photovoltaic | PV | IPP Non-CHP | 2 | 1 | 1 | 1 | 12 | 2020 |  | Y | [8 empty] | 180 | 30 | 1.5 |  | Y |  |  |  |  | N |  | N
61677 | Sol Systems | 64002 | Buttercup Solar, LLC | NC | Duplin | 11629 | OP | Solar Photovoltaic | PV | IPP Non-CHP | 2 | 5 | 5 | 5 | 11 | 2020 |  | Y | [8 empty] | 180 | 20 | 7.1 | N | Y |  |  |  |  | N |  | N
60496 | Adapture Renewables, Inc. | 64006 | SulusSolar33 | OR | Yamhill | SS33 | OP | Solar Photovoltaic | PV | IPP Non-CHP | 2 | 3 | 3 | 3 | 1 | 2021 |  |  |  | Y | [6 empty] | 185 | 25 | 3.5 | Y | [5 empty] | N |  | N
60496 | Adapture Renewables, Inc. | 64007 | SulusSolar28 | OR | Yamhill | SS28 | OP | Solar Photovoltaic | PV | IPP Non-CHP | 2 | 3 | 3 | 3 | 10 | 2020 |  |  |  | Y | [6 empty] | 180 | 25 | 3.7 | Y | [5 empty] | N |  | N
60496 | Adapture Renewables, Inc. | 64008 | MilfordSolar OR | OR | Washington | MS | OP | Solar Photovoltaic | PV | IPP Non-CHP | 2 | 3 | 3 | 3 | 1 | 2021 |  |  |  | Y | [6 empty] | 180 | 25 | 3.5 | Y | [5 empty] | N |  | N
60496 | Adapture Renewables, Inc. | 64009 | BristolSolar | OR | Marion | BS | OP | Solar Photovoltaic | PV | IPP Non-CHP | 2 | 3 | 3 | 3 | 1 | 2021 |  |  |  | Y | [6 empty] | 180 | 25 | 3.4 | Y | [5 empty] | N |  | N
63651 | Energix Hollyfield, LLC | 64010 | Energix Hollyfield, LLC | VA | King William | ENX06 | OP | Solar Photovoltaic | PV | IPP Non-CHP | 2 | 13 | 13 | 13 | 7 | 2021 |  | Y | [8 empty] | 0 |  | 16.9 |  | Y |  |  |  |  | Y | 13 | N
63665 | Bainbridge Solar, LLC | 64011 | Bainbridge Solar | GA | Decatur | 6359 | OP | Solar Photovoltaic | PV | IPP Non-CHP | 2 | 1 | 1 | 0.8 | 4 | 2019 |  |  |  | Y | [6 empty] | 180 | 20 | 1.3 | Y | [5 empty] | N |  | N
63653 | Energix Nokesville, LLC | 64012 | Energix Nokesville, LLC | VA | Prince William | ENX07 | OP | Solar Photovoltaic | PV | IPP Non-CHP | 2 | 20 | 20 | 20 | 11 | 2022 |  | Y | [8 empty] | 180 |  | 26 |  | Y |  |  |  |  | N |  | N
63664 | Somonauk Road Solar 1, LLC | 64013 | Somonauk Road Solar 1 | IL | DeKalb | 6344 | OP | Solar Photovoltaic | PV | IPP Non-CHP | 2 | 2 | 2 | 1.6 | 3 | 2021 |  | Y | [8 empty] | 180 |  | 2.7 | Y | [5 empty] | N |  | N
63663 | 28 Livermore Hill Road Solar, LLC | 64014 | 28 Livermore Hill Road Solar | MA | Worcester | 7405 | OP | Solar Photovoltaic | PV | IPP Non-CHP | 2 | 5 | 5 | 4 | 6 | 2020 |  |  |  | Y | [6 empty] | 180 | 20 | 6.4 | Y | [5 empty] | N |  | N
63652 | Energix Buckingham, LLC | 64015 | Energix Buckingham, LLC | VA | Buckingham | ENX05 | OP | Solar Photovoltaic | PV | IPP Non-CHP | 2 | 20 | 20 | 20 | 7 | 2021 |  | Y | [8 empty] | 180 |  | 26.4 |  | Y |  |  |  |  | Y | 20 | N
63662 | Edwardsville Solar II, LLC | 64016 | Edwardsville Solar II | IL | Madison | 6777 | OP | Solar Photovoltaic | PV | IPP Non-CHP | 2 | 2 | 2 | 1.6 | 7 | 2021 |  | Y | [8 empty] | 180 |  | 2.8 | Y | [5 empty] | N |  | N
63661 | Brick Church Solar 1, LLC | 64017 | Brick Church Solar | NY | Rensselaer | 7405 | OP | Solar Photovoltaic | PV | IPP Non-CHP | 2 | 4 | 4 | 3.2 | 9 | 2019 |  |  |  | Y | [6 empty] | 180 | 20 | 5.4 | Y | [5 empty] | N |  | N
63660 | Route 76 Boone Solar 1, LLC | 64018 | Route 76 Boone Solar 1 | IL | Boone | 7724 | OP | Solar Photovoltaic | PV | IPP Non-CHP | 2 | 2 | 2 | 1.6 | 10 | 2020 |  | Y | [8 empty] | 180 | 52 | 2.7 | Y | [5 empty] | N |  | N
63666 | Altavista Solar, LLC | 64019 | Altavista Solar | VA | Campbell | ATLA | OP | Solar Photovoltaic | PV | IPP Non-CHP | 2 | 80 | 80 | 80 | 6 | 2021 |  | Y |  | Y | [6 empty] | 180 | 25 | 113 | Y | [5 empty] | N |  | N
20856 | Wisconsin Power & Light Co | 64020 | West Riverside Energy Center | WI | Rock | PV1 | OP | Solar Photovoltaic | PV | Electric Utility | 1 | 4.4 | 4.4 | 4.4 | 4 | 2021 |  | Y | [8 empty] | 180 | 11 | 5.9 | Y | [5 empty] | N |  | N
60025 | Greenbacker Renewable Energy Corporation | 64021 | Alden Solar CSG LLC | CO | Weld | 225 | OP | Solar Photovoltaic | PV | IPP Non-CHP | 2 | 1.6 | 1.6 | 1.6 | 3 | 2020 |  | Y | [8 empty] | 0 | 52 | 2 |  | Y |  |  |  |  | N |  | N
60496 | Adapture Renewables, Inc. | 64022 | SulusSolar22 | OR | Marion | SS22 | OP | Solar Photovoltaic | PV | IPP Non-CHP | 2 | 3 | 3 | 3 | 2 | 2021 |  |  |  | Y | [6 empty] | 180 | 25 | 3.5 | Y | [5 empty] | N |  | N
60025 | Greenbacker Renewable Energy Corporation | 64023 | 10 Finderne Avenue Solar, LLC | NJ | Somerset | 246 | OP | Solar Photovoltaic | PV | IPP Non-CHP | 2 | 2.3 | 2.3 | 2.3 | 11 | 2017 |  |  |  | Y | [6 empty] | 180 | 25 | 3.1 | Y | [5 empty] | N |  | N
60025 | Greenbacker Renewable Energy Corporation | 64024 | Monte Vista Solar 2 CSG, LLC | CO | Rio Grande | 262 | OP | Solar Photovoltaic | PV | IPP Non-CHP | 2 | 1.6 | 1.6 | 1.6 | 5 | 2020 |  | Y | [8 empty] | 180 | 52 | 2 |  | Y |  |  |  |  | Y | 2 | N
60025 | Greenbacker Renewable Energy Corporation | 64025 | 101 Carnegie Center Solar, LLC | NJ | Mercer | 297 | OP | Solar Photovoltaic | PV | IPP Non-CHP | 2 | 1.2 | 1.2 | 1.2 | 11 | 2020 |  |  | Y | N | [8 empty] | 1.5 | [5 empty] | Y | Y | 1.5 | N
56201 | Engie North America | 64026 | ANSON Solar Center, LLC | TX | Jones | SF1 | OP | Solar Photovoltaic | PV | IPP Non-CHP | 2 | 200 | 200 | 200 | 3 | 2021 |  | Y | N | [7 empty] | 180 |  | 261.1 | Y | [5 empty] | N |  | N
63667 | California PV Energy 3, LLC | 64028 | San Diego - EMDF at San Diego | CA | San Diego | EMDF | OP | Solar Photovoltaic | PV | IPP Non-CHP | 2 | 2.9 | 2.9 | 2.9 | 4 | 2021 |  |  |  | Y | [6 empty] | 201 | 7 | 3.3 | Y | [5 empty] | Y | 3.3 | N
63668 | Bauer Community Solar LLC | 64029 | Bauer Solar CSG | MN | Stearns | TC3 | OP | Solar Photovoltaic | PV | IPP Non-CHP | 2 | 0.9 | 0.9 | 0.9 | 3 | 2021 | [9 empty] | Y |  |  | 1.3 | [5 empty] | Y | N |  | Y | 1.2
61944 | MN8 Energy LLC | 64030 | Kenmare - Sullivan Community College | NY | Sullivan | GEN1 | OP | Solar Photovoltaic | PV | IPP Non-CHP | 2 | 2 | 2 | 2 | 7 | 2015 |  |  |  | Y | [6 empty] | 180 | 30 | 2.1 | Y | [5 empty] | N |  | N
60025 | Greenbacker Renewable Energy Corporation | 64031 | Fremont CO 1, LLC | CO | Fremont | 228 | OP | Solar Photovoltaic | PV | IPP Non-CHP | 2 | 1.8 | 1.8 | 1.8 | 1 | 2020 |  | Y | [8 empty] | 180 | 52 | 2 | Y | [5 empty] | Y | 2 | N
60496 | Adapture Renewables, Inc. | 64033 | GreenparkSolar | OR | Marion | GS | OP | Solar Photovoltaic | PV | IPP Non-CHP | 2 | 1.3 | 1.3 | 1.3 | 11 | 2020 |  |  |  | Y | [6 empty] | 185 | 25 | 1.4 | Y | [5 empty] | N |  | N
60496 | Adapture Renewables, Inc. | 64034 | SulusSolar25 | OR | Marion | SS25 | OP | Solar Photovoltaic | PV | IPP Non-CHP | 2 | 2.2 | 2.2 | 2.2 | 10 | 2020 |  |  |  | Y | [6 empty] | 180 | 25 | 2.6 | Y | [5 empty] | N |  | N
63633 | Red Toad Powatan Phase 2 LLC | 64035 | Powatan Road Solar | NC | Johnston | POWTN | OP | Solar Photovoltaic | PV | IPP Non-CHP | 2 | 2 | 2 | 2 | 12 | 2020 |  | Y | [8 empty] | 180 |  | 2.8 | Y | [5 empty] | N |  | N
63680 | ACM Solar, LLC. | 64040 | Apple Canyon Lake Solar | IL | Jo Daviess | 1 | OP | Solar Photovoltaic | PV | IPP Non-CHP | 2 | 1.2 | 1.2 | 1.2 | 12 | 2020 |  | Y | [8 empty] | 180 | 0 | 1.6 | Y | [5 empty] | N |  | N
63681 | Wappinger 9D Solar, LLC | 64041 | Wappinger 9D Solar | NY | Dutchess | 4683 | OP | Solar Photovoltaic | PV | IPP Non-CHP | 2 | 2 | 2 | 1.6 | 7 | 2019 |  |  |  | Y | [6 empty] | 180 | 25 | 2.6 | Y | [5 empty] | N |  | N
63682 | Montague Road Solar, LLC | 64042 | Montague Road Solar | MA | Hampshire | 3958 | OP | Solar Photovoltaic | PV | IPP Non-CHP | 2 | 3.6 | 3.6 | 2.9 | 12 | 2019 |  |  |  | Y | [6 empty] | 180 | 20 | 4 | Y | [5 empty] | N |  | N
63683 | Olney Solar II, LLC | 64043 | Olney Solar II CSG | IL | Richland | 6778 | OP | Solar Photovoltaic | PV | IPP Non-CHP | 2 | 2 | 2 | 1.6 | 6 | 2021 |  | Y | [8 empty] | 180 |  | 2.7 | Y | [5 empty] | N |  | Y | 2
63684 | Off Airport Road - West, LLC | 64044 | Off Airport Road - West | NY | Ulster | 7141 | OP | Solar Photovoltaic | PV | IPP Non-CHP | 2 | 4 | 4 | 3.2 | 12 | 2019 |  |  |  | Y | [6 empty] | 180 | 25 | 5.6 | Y | [5 empty] | N |  | N
63685 | Fitchburg Renewables, LLC | 64045 | Fitchburg Renewables | MA | Worcester | 4648 | OP | Solar Photovoltaic | PV | IPP Non-CHP | 2 | 4 | 4 | 3.2 | 3 | 2020 |  |  |  | Y | [6 empty] | 180 | 25 | 5.1 | Y | [5 empty] | N |  | N
63686 | 6140 Route 209 - North, LLC | 64046 | 6140 Route 209 - North | NY | Ulster | 7140 | OP | Solar Photovoltaic | PV | IPP Non-CHP | 2 | 4 | 4 | 3.2 | 10 | 2019 |  |  |  | Y | [6 empty] | 180 | 25 | 5.6 | Y | [5 empty] | N |  | N
60496 | Adapture Renewables, Inc. | 64048 | SulusSolar29 | OR | Clackamas | SS29 | OP | Solar Photovoltaic | PV | IPP Non-CHP | 2 | 2.6 | 2.6 | 2.6 | 12 | 2020 |  |  |  | Y | [6 empty] | 180 | 25 | 3 | Y | [5 empty] | N |  | N
63667 | California PV Energy 3, LLC | 64049 | San Diego - NCRC at Vista | CA | San Diego | NCRC | OP | Solar Photovoltaic | PV | IPP Non-CHP | 2 | 1.8 | 1.8 | 1.8 | 3 | 2021 |  |  |  | Y | [6 empty] | 178 | 7 | 2 | Y | [5 empty] | Y | 2 | N
63689 | Wonderful Renewable Energy, LLC. | 64055 | Wonderful Orchards - New Columbia | CA | Madera | WOC | OP | Solar Photovoltaic | PV | Industrial Non-CHP | 6 | 5 | 5 | 4.2 | 9 | 2020 |  | Y |  |  | N | [5 empty] | 35 |  | 5.7 | Y | [5 empty] | Y | 5 | N
62915 | Madison Energy Holdings LLC | 64056 | T Luhman CSG | MN | Goodhue | TLU01 | OP | Solar Photovoltaic | PV | IPP Non-CHP | 2 | 1 | 1 | 1 | 8 | 2021 |  |  |  | Y | [6 empty] | 180 | 0 | 1.4 | Y | [5 empty] | N |  | N
63691 | 2662 Freeport Solar 1, LLC | 64058 | 2662 Freeport Solar 1 CSG | IL | Stephenson | FREE | OP | Solar Photovoltaic | PV | IPP Non-CHP | 2 | 2 | 2 | 2 | 12 | 2020 |  | Y | [8 empty] | 180 | 52 | 2.5 | Y | [5 empty] | N |  | Y | 2.5
63692 | Whiteside Solar 1, LLC | 64059 | Whiteside Solar 1 CSG | IL | Whiteside | WSIDE | OP | Solar Photovoltaic | PV | IPP Non-CHP | 2 | 2 | 2 | 2 | 12 | 2020 |  | Y | [8 empty] | 180 | 52 | 2.9 | Y | [5 empty] | N |  | Y | 2.9
11806 | Massachusetts Mun Wholes Electric Co | 64060 | SELCO Community Solar | MA | Worcester | SELCO | OP | Solar Photovoltaic | PV | Electric Utility | 1 | 3 | 3 | 3 | 6 | 2018 |  |  |  | Y | [6 empty] | 180 | 15 | 3.9 | Y | [5 empty] | N |  | N
63694 | Hecate Energy West Newberry, LLC | 64061 | Hecate Energy West Newberry, LLC | SC | Newberry | HEWNB | OP | Solar Photovoltaic | PV | IPP Non-CHP | 2 | 3.3 | 3.5 | 3.5 | 8 | 2021 |  | Y | [8 empty] | 180 |  | 4.1 | Y | [5 empty] | N |  | N
63696 | BD Solar Palmyra LLC | 64062 | Palmyra PV - BD Solar Palmyra LLC | ME | Somerset | PALPV | OP | Solar Photovoltaic | PV | IPP Non-CHP | 2 | 5 | 5 | 5 | 6 | 2022 |  |  |  | Y | [6 empty] | 180 | 25 | 7 | Y | [5 empty] | N |  | N
63698 | BD Solar Hancock LLC | 64068 | BD Solar Hancock LLC | ME | Hancock | HANPV | OP | Solar Photovoltaic | PV | IPP Non-CHP | 2 | 7 | 7 | 7 | 6 | 2022 |  |  |  | Y | [6 empty] | 180 | 25 | 10.1 | Y | [5 empty] | N |  | N
63699 | BD Solar 2 LLC | 64069 | Winslow PV - BD Solar 2 LLC | ME | Kennebec | WINPV | OP | Solar Photovoltaic | PV | IPP Non-CHP | 2 | 7 | 7 | 7 | 7 | 2022 |  |  |  | Y | [6 empty] | 180 | 25 | 10.6 | Y | [5 empty] | N |  | N
63700 | BD Solar Hancock North LLC | 64070 | BD Solar Ellsworth LLC | ME | Hancock | ELLPV | OP | Solar Photovoltaic | PV | IPP Non-CHP | 2 | 7 | 7 | 7 | 6 | 2022 |  |  |  | Y | [6 empty] | 180 | 25 | 10.1 | Y | [5 empty] | N |  | N
63704 | Camp Riley Solar Facility | 64072 | Camp Ripley Solar | MN | Morrison | CR1 | OP | Solar Photovoltaic | PV | Electric Utility | 1 | 10.9 | 10.8 | 10.8 | 11 | 2016 |  |  |  | Y | [6 empty] | 180 | 35 | 13.1 |  | Y |  |  |  |  | N |  | N
63714 | Route 66 Energy Center, LLC | 64076 | Route 66 Energy Center, LLC | NM | Cibola | RTE66 | OP | Solar Photovoltaic | PV | IPP Non-CHP | 2 | 49.5 | 49.5 | 49.5 | 5 | 2022 |  | Y | [8 empty] | 180 |  | 74.8 | Y | [5 empty] | N |  | N
63712 | Pittsfiled Solar LLC | 64078 | Pittsfield Solar LLC | ME | Somerset | PSLLC | OP | Solar Photovoltaic | PV | IPP Non-CHP | 2 | 9.9 | 9.9 | 9.9 | 12 | 2017 |  |  |  | Y | [6 empty] | 170 | 35 | 13.9 | Y | [5 empty] | N |  | N
60496 | Adapture Renewables, Inc. | 64079 | CatanSolar | TX | Karnes | CS | OP | Solar Photovoltaic | PV | IPP Non-CHP | 2 | 10 | 10 | 10 | 12 | 2020 |  | Y | [8 empty] | 0 | 0 | 13.5 |  | Y |  |  |  |  | N |  | N
11479 | Madison Gas & Electric Co | 64080 | Dane County Airport Solar | WI | Dane | 1 | OP | Solar Photovoltaic | PV | Electric Utility | 1 | 10.8 | 10.8 | 10.8 | 12 | 2020 |  | Y | [8 empty] | 180 | 0 | 11.4 | Y | [5 empty] | N |  | N
63718 | Sunflower County Solar Project, LLC | 64081 | Sunflower County | MS | Sunflower | SUNFL | OP | Solar Photovoltaic | PV | Electric Utility | 1 | 100 | 100 | 100 | 9 | 2022 |  | Y | [8 empty] | 0 |  | 110.1 | Y | [5 empty] | N |  | N
63707 | OYA Blanchard Road LLC | 64084 | Blanchard Road 1 Community Solar | NY | Jefferson | BR1CS | OP | Solar Photovoltaic | PV | IPP Non-CHP | 2 | 5 | 5 | 5 | 12 | 2019 |  | Y | [8 empty] | 180 | 60 | 7.6 | Y | [5 empty] | N |  | Y | 7.6
63693 | Captona N.P. LLC | 64085 | North Providence | RI | Providence | CPRI2 | OP | Solar Photovoltaic | PV | IPP Non-CHP | 2 | 2 | 2 | 2 | 10 | 2018 |  |  |  | Y | [6 empty] | 180 | 25 | 2.7 | Y | [5 empty] | N |  | Y | 2.6
63708 | OYA Blanchard Road 2 LLC | 64087 | Blanchard Road 2 Community Solar | NY | Jefferson | BR2CS | OP | Solar Photovoltaic | PV | IPP Non-CHP | 2 | 5 | 5 | 5 | 12 | 2019 |  | Y | [8 empty] | 180 | 60 | 7.6 | Y | [5 empty] | N |  | Y | 7.6
63709 | OYA NYS Rte 12 LLC | 64090 | NYS Rte 12 Community Solar | NY | Jefferson | NYR12 | OP | Solar Photovoltaic | PV | IPP Non-CHP | 2 | 5 | 5 | 5 | 12 | 2019 |  | Y | [8 empty] | 180 | 60 | 7.6 | Y | [5 empty] | Y | 7.6 | N
63710 | OYA 2643 Moore Road LLC | 64091 | Moore Road Community Solar | NY | Niagara | MROCS | OP | Solar Photovoltaic | PV | IPP Non-CHP | 2 | 5 | 5 | 5 | 12 | 2019 |  | Y | [8 empty] | 180 | 60 | 7.1 | Y | [5 empty] | N |  | Y | 7.1
63711 | OYA Great Lakes Seaway LLC | 64092 | Great Lakes Seaway Community Solar | NY | Jefferson | GLSCS | OP | Solar Photovoltaic | PV | IPP Non-CHP | 2 | 5 | 5 | 5 | 12 | 2019 |  | Y | [8 empty] | 180 | 60 | 7.6 | Y | [5 empty] | N |  | Y | 7.6
5248 | Dominion Energy Inc. | 64093 | Montross Solar | VA | Westmoreland | MOSO | OP | Solar Photovoltaic | PV | Electric Utility | 1 | 20 | 20 | 20 | 12 | 2018 |  | Y | [8 empty] | 180 |  | 28 | Y | [5 empty] | Y | 28 | N
60025 | Greenbacker Renewable Energy Corporation | 64096 | Samuel Mickle School | NJ | Gloucester | 248 | OP | Solar Photovoltaic | PV | IPP Non-CHP | 2 | 1.1 | 1.1 | 1.1 | 12 | 2017 |  |  |  | Y | [6 empty] | 143 | 10 | 1.4 | Y | [5 empty] | N |  | Y | 1.4
60025 | Greenbacker Renewable Energy Corporation | 64097 | Electric City Solar | MI | St Joseph | 232 | OP | Solar Photovoltaic | PV | IPP Non-CHP | 2 | 15 | 15 | 15 | 12 | 2020 |  | Y | [8 empty] | 90 | 60 | 18.9 | Y | [5 empty] | N |  | N
60947 | Tesla Inc. | 64098 | Tesla Reno GigaFactory | NV | Storey | 1 | OP | Solar Photovoltaic | PV | Industrial Non-CHP | 6 | 0.4 | 0.4 | 0.4 | 7 | 2019 |  |  |  | Y | [6 empty] | 90 | 8 | 0.5 | Y | [5 empty] | N |  | N
60947 | Tesla Inc. | 64098 | Tesla Reno GigaFactory | NV | Storey | 2 | OP | Solar Photovoltaic | PV | Industrial Non-CHP | 6 | 0.5 | 0.5 | 0.5 | 6 | 2019 |  |  |  | Y | [6 empty] | 90 | 8 | 0.6 | Y | [5 empty] | N |  | N
60947 | Tesla Inc. | 64098 | Tesla Reno GigaFactory | NV | Storey | 5 | OP | Solar Photovoltaic | PV | Industrial Non-CHP | 6 | 0.9 | 0.9 | 0.9 | 11 | 2021 |  |  |  | Y | N | [5 empty] | 180 | 25 | 1 | Y | [5 empty] | N |  | N
60947 | Tesla Inc. | 64098 | Tesla Reno GigaFactory | NV | Storey | RA | OP | Solar Photovoltaic | PV | Industrial Non-CHP | 6 | 1.1 | 1.1 | 1.1 | 3 | 2022 |  |  |  | Y | [6 empty] | 180 | 25 | 1.3 | Y | [5 empty] | N |  | N
60947 | Tesla Inc. | 64098 | Tesla Reno GigaFactory | NV | Storey | RB | OP | Solar Photovoltaic | PV | Industrial Non-CHP | 6 | 1.8 | 1.8 | 1.8 | 4 | 2022 |  |  |  | Y | [6 empty] | 180 | 25 | 2.2 | Y | [5 empty] | N |  | N
60947 | Tesla Inc. | 64098 | Tesla Reno GigaFactory | NV | Storey | RC | OP | Solar Photovoltaic | PV | Industrial Non-CHP | 6 | 2 | 2 | 2 | 7 | 2022 |  |  |  | Y | [6 empty] | 180 | 25 | 2.4 | Y | [5 empty] | N |  | N
63728 | Tweite Community Solar LLC | 64099 | Tweite Community Solar LLC | MN | Olmsted | TWEIT | OP | Solar Photovoltaic | PV | IPP Non-CHP | 2 | 1 | 1 | 1 | 11 | 2020 |  | Y | [8 empty] | 0 | -55 | 1.5 | Y | [5 empty] | N |  | N
63729 | Morgan Solar 4, LLC | 64100 | Morgan Solar 4, LLC CSG | IL | Morgan | MORG | OP | Solar Photovoltaic | PV | IPP Non-CHP | 2 | 2 | 2 | 2 | 12 | 2020 |  | Y | [8 empty] | 180 | 52 | 2.9 | Y | [5 empty] | N |  | Y | 2.9
60025 | Greenbacker Renewable Energy Corporation | 64101 | Mid-River PA, LLC (ABE4) | PA | Northampton | 259 | OP | Solar Photovoltaic | PV | IPP Non-CHP | 2 | 3 | 3 | 3 | 9 | 2020 |  |  |  | Y | [6 empty] | 180 | 15 | 3.8 | Y | [5 empty] | Y | 3.8 | N
63730 | DG New York Solar, LLC | 64102 | GE 19th Hole | NY | Fulton | GE19H | OP | Solar Photovoltaic | PV | IPP Non-CHP | 2 | 7.7 | 7.7 | 7.7 | 1 | 2018 |  | Y | [8 empty] | 180 | 25 | 10.4 | Y | [5 empty] | N |  | Y | 10.4
63731 | Desert Harvest II LLC | 64103 | Desert Harvest II LLC | CA | Riverside | DH002 | OP | Solar Photovoltaic | PV | IPP Non-CHP | 2 | 70 | 70 | 70 | 12 | 2020 |  | Y | [8 empty] | 180 |  | 99.6 |  | Y |  |  |  |  | N |  | N
63732 | Maverick Solar 4, LLC | 64104 | Maverick Solar 4, LLC | CA | Riverside | MAV02 | OP | Solar Photovoltaic | PV | IPP Non-CHP | 2 | 100 | 100 | 100 | 12 | 2020 |  | Y | [8 empty] | 180 |  | 135.9 | Y | [5 empty] | N |  | N
63733 | Maverick Solar 6, LLC | 64105 | Maverick Solar 6, LLC | CA | Riverside | MAV03 | OP | Solar Photovoltaic | PV | IPP Non-CHP | 2 | 100 | 100 | 100 | 11 | 2021 |  | Y | [8 empty] | 180 | 60 | 131 | Y | [5 empty] | N |  | N
63734 | Maverick Solar 7, LLC | 64106 | Maverick Solar 7, LLC | CA | Riverside | MAV05 | OP | Solar Photovoltaic | PV | IPP Non-CHP | 2 | 132 | 132 | 132 | 12 | 2021 |  | Y | [8 empty] | 180 | 60 | 179 | Y | [5 empty] | N |  | N
63735 | Captona Canton LLC | 64107 | Canton | MA | Norfolk | CPMA1 | OP | Solar Photovoltaic | PV | IPP Non-CHP | 2 | 5 | 5 | 5 | 8 | 2012 |  |  |  | Y | [6 empty] | 0 | 5 | 5.8 | Y | [5 empty] | N |  | Y | 5.8
63737 | Captona Lippitt Ave Cranston LLC | 64108 | Gold Meadow Farms | RI | Kent | CPRI7 | OP | Solar Photovoltaic | PV | IPP Non-CHP | 2 | 16.2 | 16.2 | 16.2 | 5 | 2019 |  |  |  | Y | [5 empty] | N | 0 | 25 | 21.3 | Y | [5 empty] | N |  | Y | 21.3
63738 | Captona Ravenbrook LLC | 64109 | Ravenbrook | MA | Plymouth | CPMA2 | OP | Solar Photovoltaic | PV | IPP Non-CHP | 2 | 5 | 5 | 5 | 12 | 2013 |  |  |  | Y | [6 empty] | 0 | 5 | 6 | Y | [5 empty] | N |  | Y | 6
63739 | Captona Hudson LLC | 64110 | Hudson | MA | Middlesex | CPMA6 | OP | Solar Photovoltaic | PV | IPP Non-CHP | 2 | 5 | 5 | 5 | 5 | 2017 |  |  |  | Y | [6 empty] | 0 | 5 | 5.8 | Y | [5 empty] | N |  | Y | 5.8
63740 | Captona A Street 2 Johnston LLC | 64111 | A Street 2 | RI | Providence | CPRI5 | OP | Solar Photovoltaic | PV | IPP Non-CHP | 2 | 1.6 | 1.6 | 1.6 | 12 | 2018 |  |  |  | Y | [6 empty] | 0 | 20 | 2.2 | Y | [5 empty] | N |  | Y | 2.2
63741 | Captona Berkley LLC | 64112 | Berkley | MA | Bristol | CPMA3 | OP | Solar Photovoltaic | PV | IPP Non-CHP | 2 | 3 | 3 | 3 | 4 | 2017 |  |  |  | Y | [6 empty] | 0 | 15 | 3.6 | Y | [5 empty] | N |  | Y | 3.6
63742 | Captona Kilvert Street Warwick LLC | 64113 | Kilvert | RI | Kent | CPRI1 | OP | Solar Photovoltaic | PV | IPP Non-CHP | 2 | 4.7 | 4.7 | 4.7 | 12 | 2018 |  |  |  | Y | [6 empty] | 0 | 20 | 6.3 | Y | [5 empty] | N |  | Y | 6.3
63743 | Captona A Street 1 Johnston LLC | 64114 | A Street 1 | RI | Providence | CPRI4 | OP | Solar Photovoltaic | PV | IPP Non-CHP | 2 | 1.2 | 1.2 | 1.2 | 12 | 2018 |  |  |  | Y | [6 empty] | 0 | 20 | 1.6 | Y | [5 empty] | N |  | Y | 1.6
63744 | Captona Carver LLC | 64115 | Carver | MA | Plymouth | CPMA4 | OP | Solar Photovoltaic | PV | IPP Non-CHP | 2 | 1.5 | 1.5 | 1.5 | 5 | 2017 |  |  |  | Y | [6 empty] | 0 | 5 | 1.8 | Y | [5 empty] | N |  | Y | 1.7
63745 | Captona Plainfield Pike Johnston LLC | 64116 | Plainfield Pike | RI | Providence | CPRI6 | OP | Solar Photovoltaic | PV | IPP Non-CHP | 2 | 2 | 2 | 2 | 6 | 2019 |  |  |  | Y | [6 empty] | 0 | 25 | 2.7 | Y | [5 empty] | N |  | Y | 2.7
63746 | Meadowlark Solar, LLC | 64117 | Meadowlark Solar | NC | Harnett | MLS01 | OP | Solar Photovoltaic | PV | IPP Non-CHP | 2 | 4.9 | 4.9 | 4.9 | 9 | 2018 |  |  |  | Y | [6 empty] | 180 | 20 | 6.9 | Y | [5 empty] | N |  | N
63747 | Nash 97 Solar 2, LLC | 64118 | Nash 97 Solar 2 | NC | Nash | N97S2 | OP | Solar Photovoltaic | PV | IPP Non-CHP | 2 | 4.9 | 4.9 | 4.9 | 10 | 2018 |  |  |  | Y | [6 empty] | 180 | 20 | 7 | Y | [5 empty] | N |  | N
63748 | Nickelson Solar 2, LLC | 64119 | Nickelson Solar 2 | NC | Duplin | NS2 | OP | Solar Photovoltaic | PV | IPP Non-CHP | 2 | 4.9 | 4.9 | 4.9 | 9 | 2018 |  |  |  | Y | [6 empty] | 180 | 20 | 6.9 | Y | [5 empty] | N |  | N
63736 | Captona Chicopee LLC | 64120 | Chicopee | MA | Hampden | CPMA5 | OP | Solar Photovoltaic | PV | IPP Non-CHP | 2 | 2 | 2 | 2 | 4 | 2017 |  | Y | [8 empty] | 0 | 5 | 2.5 | Y | [5 empty] | N |  | Y | 2.5
63749 | Siler City Solar 2, LLC | 64121 | Siler City Solar 2 | NC | Chatham | SCS2 | OP | Solar Photovoltaic | PV | IPP Non-CHP | 2 | 4.9 | 4.9 | 4.9 | 10 | 2018 |  |  |  | Y | [6 empty] | 180 | 20 | 6.9 | Y | [5 empty] | N |  | N
63753 | Marlow Solar, LLC | 64122 | Marlow Solar, LLC CSG | IL | Jefferson | MARL | OP | Solar Photovoltaic | PV | IPP Non-CHP | 2 | 2 | 2 | 2 | 12 | 2020 |  | Y | [7 empty] | N | 180 | 52 | 2.9 | Y | [5 empty] | N |  | Y | 2.9
63758 | IGS Stockton DG, LLC | 64124 | IGS Stockton DG CSG | IL | Jo Daviess | BREW | OP | Solar Photovoltaic | PV | IPP Non-CHP | 2 | 1.9 | 1.9 | 1.9 | 11 | 2020 |  | N |  | Y | [6 empty] | 184 | 25 | 2.7 | Y | [5 empty] | N |  | Y | 2.7
63758 | IGS Stockton DG, LLC | 64124 | IGS Stockton DG CSG | IL | Jo Daviess | BREW2 | OP | Solar Photovoltaic | PV | IPP Non-CHP | 2 | 1.9 | 1.9 | 1.9 | 12 | 2020 |  |  |  | Y | [6 empty] | 180 | 25 | 2.7 | Y | [5 empty] | N |  | Y | 2.7
63244 | KSI II Consolidated, LLC | 64125 | Podunque Road CSG | NY | Allegany | TWNSD | OP | Solar Photovoltaic | PV | IPP Non-CHP | 2 | 5 | 5 | 5 | 4 | 2021 |  |  |  | Y | [6 empty] | 180 | 25 | 6.8 | Y | [5 empty] | N |  | Y | 5
63244 | KSI II Consolidated, LLC | 64126 | County Road 16 | NY | Schuyler | ORNGE | OP | Solar Photovoltaic | PV | IPP Non-CHP | 2 | 2 | 2 | 2 | 12 | 2020 |  |  |  | Y | [6 empty] | 180 | 25 | 2.9 | Y | [5 empty] | N |  | Y | 2.9
63244 | KSI II Consolidated, LLC | 64127 | Townsend Road(CSG) | NY | Schuyler | PODNQ | OP | Solar Photovoltaic | PV | IPP Non-CHP | 2 | 3.7 | 3.7 | 3.7 | 11 | 2021 |  |  |  | Y | [6 empty] | 180 | 25 | 5.1 | Y | [5 empty] | N |  | Y | 3.7
64059 | Ware Palmer Road Solar LLC | 64128 | Ware Palmer Road Solar LLC CSG | MA | Hampshire | WPRS | OP | Solar Photovoltaic | PV | IPP Non-CHP | 2 | 3 | 3 | 3 | 6 | 2021 |  | N |  | Y | [6 empty] | 180 | 25 | 4.3 | Y | [5 empty] | N |  | Y | 3
64058 | East Brookfield Adams Road Solar LLC | 64129 | East Brookfield Adams Road Solar LLC CSG | MA | Worcester | EBARS | OP | Solar Photovoltaic | PV | IPP Non-CHP | 2 | 5 | 5 | 5 | 6 | 2021 |  | N |  | Y | [6 empty] | 180 | 25 | 7 | Y | [5 empty] | N |  | Y | 5
5248 | Dominion Energy Inc. | 64135 | Grassfield Solar | VA | Chesapeake City | GFSO | OP | Solar Photovoltaic | PV | Electric Utility | 1 | 20 | 20 | 20 | 10 | 2022 |  | Y | [8 empty] | 180 |  | 26.5 | Y | [5 empty] | N |  | N
61944 | MN8 Energy LLC | 64137 | Kenmare - Mansfield Branch Street | MA | Bristol | GEN1 | OP | Solar Photovoltaic | PV | IPP Non-CHP | 2 | 1.5 | 1.5 | 1.5 | 6 | 2017 |  |  |  | Y | [6 empty] | 0 | 20 | 2.1 | Y | [5 empty] | N |  | N
61012 | AES Distributed Energy | 64140 | BWC Stony Brook, LLC Hybrid | MA | Middlesex | BSBPV | OP | Solar Photovoltaic | PV | IPP Non-CHP | 2 | 1.6 | 1.6 | 1.6 | 7 | 2021 |  |  |  | Y | [6 empty] | 0 | 20 | 1.7 | Y | [5 empty] | N |  | Y | 1.7
64775 | Harts Mills Solar, LLC | 64144 | Harts Mill Solar, LLC | NC | Edgecombe | HMS01 | OP | Solar Photovoltaic | PV | IPP Non-CHP | 2 | 80 | 80 | 80 | 12 | 2020 |  | Y | [8 empty] | 1 | 60 | 112 | Y | [5 empty] | Y | 80 | N
6455 | Duke Energy Florida, LLC | 64145 | Bay Trail Solar Power Plant | FL | Citrus | PV1 | OP | Solar Photovoltaic | PV | Electric Utility | 1 | 74.9 | 74.9 | 74.9 | 11 | 2022 |  | Y | [10 empty] | 94.9 | Y | [5 empty] | N |  | N
6455 | Duke Energy Florida, LLC | 64146 | Sandy Creek Solar Power Plant | FL | Bay | PV1 | OP | Solar Photovoltaic | PV | Electric Utility | 1 | 74.9 | 74.9 | 74.9 | 5 | 2022 |  | Y | [10 empty] | 98.8 | Y | [5 empty] | N |  | N
61012 | AES Distributed Energy | 64147 | ZPD-PT Solar Project 2017-038 Hybrid LLC | MA | Worcester | DRAPV | OP | Solar Photovoltaic | PV | IPP Non-CHP | 2 | 5 | 5 | 5 | 4 | 2021 |  |  |  | Y | [6 empty] | 18 | 27 | 7.3 | Y | [5 empty] | N |  | N
63772 | Fish Springs Ranch Solar, LLC | 64148 | Fish Springs | NV | Washoe | FISH | OP | Solar Photovoltaic | PV | IPP Non-CHP | 2 | 100 | 100 | 100 | 3 | 2022 |  | Y | [8 empty] | 180 |  | 130 | Y | [5 empty] | N |  | N
63769 | Lancaster Solar GA, LLC | 64150 | Lancaster Solar GA | GA | Randolph | LANCR | OP | Solar Photovoltaic | PV | IPP Non-CHP | 2 | 80 | 80 | 80 | 12 | 2021 |  | Y | [8 empty] | 0 |  | 114 |  | Y |  |  |  |  | N |  | N
63770 | SR Perry, LLC | 64151 | SR Perry | GA | Houston | PERRY | OP | Solar Photovoltaic | PV | IPP Non-CHP | 2 | 68 | 68 | 68 | 12 | 2021 |  | Y | [8 empty] | 0 |  | 98 |  | Y |  |  |  |  | N |  | N
63771 | SR Rattlesnake, LLC | 64152 | SR Rattlesnake | CO | Weld | SNAKE | OP | Solar Photovoltaic | PV | IPP Non-CHP | 2 | 6 | 6 | 6 | 12 | 2020 |  | Y | [8 empty] | 0 |  | 8.9 |  | Y |  |  |  |  | N |  | N
63359 | REA Investments, LLC | 64153 | Novel Novak Solar LLC CSG | MN | Benton | NOVAK | OP | Solar Photovoltaic | PV | IPP Non-CHP | 2 | 1 | 1 | 1 | 8 | 2021 |  | Y | [8 empty] | 180 | 60 | 1.4 | Y | [5 empty] | N |  | Y | 1.4
63359 | REA Investments, LLC | 64154 | Novel Shelly Solar LLC (CSG) | MN | Lyon | SHLLY | OP | Solar Photovoltaic | PV | IPP Non-CHP | 2 | 1 | 1 | 1 | 9 | 2022 |  | Y | [8 empty] | 180 | 60 | 1.4 | Y | [5 empty] | N |  | Y | 1.4
63777 | Mechanicsville Solar, LLC | 64158 | Mechanicsville Solar | VA | Hanover | MECH | OP | Solar Photovoltaic | PV | IPP Non-CHP | 2 | 25 | 25 | 25 | 9 | 2020 |  | Y | [8 empty] | 180 |  | 35 | Y | [5 empty] | N |  | N
63779 | Morgan Solar 2, LLC | 64159 | Morgan Solar 2, LLC CSG | IL | Morgan | MRG2 | OP | Solar Photovoltaic | PV | IPP Non-CHP | 2 | 2 | 2 | 2 | 11 | 2020 |  | Y | [8 empty] | 180 | 52 | 2.9 | Y | [5 empty] | N |  | Y | 2.9
63706 | Newton Municipal Solar LLC - Rumford | 64162 | Newton Rumford Landfill | MA | Middlesex | 7759A | OP | Solar Photovoltaic | PV | IPP Non-CHP | 2 | 1.7 | 1.7 | 1.7 | 7 | 2017 |  |  |  | Y | [6 empty] | 180 | 20 | 2.2 | Y | [5 empty] | N |  | Y | 2.2
63794 | Albemarle Beach Solar, LLC | 64169 | Albemarle Beach Solar | NC | Washington | BEACH | OP | Solar Photovoltaic | PV | IPP Non-CHP | 2 | 80 | 80 | 80 | 12 | 2020 |  | Y | [8 empty] | 180 |  | 150.6 | Y | [5 empty] | N |  | N
61012 | AES Distributed Energy | 64170 | BWC Muddy Brook, LLC Hybrid | MA | Worcester | MBPV | OP | Solar Photovoltaic | PV | IPP Non-CHP | 2 | 1 | 1 | 1 | 9 | 2021 |  |  |  | Y | [6 empty] | 0 | 20 | 1.7 | Y | [5 empty] | Y | 1.7 | N
61060 | Cypress Creek Renewables | 64173 | Lotus | NC | Guilford | 1305 | OP | Solar Photovoltaic | PV | IPP Non-CHP | 2 | 4 | 4 | 4 | 12 | 2014 |  |  |  | Y | [6 empty] | 0 | 20 | 5.6 | Y | [5 empty] | N |  | N
61060 | Cypress Creek Renewables | 64174 | Big Boy | NC | Guilford | 1303 | OP | Solar Photovoltaic | PV | IPP Non-CHP | 2 | 3 | 3 | 3 | 12 | 2014 |  |  |  | Y | [6 empty] | 0 | 20 | 3.5 | Y | [5 empty] | N |  | N
61060 | Cypress Creek Renewables | 64175 | Beth | NC | Guilford | 1302 | OP | Solar Photovoltaic | PV | IPP Non-CHP | 2 | 5 | 5 | 5 | 12 | 2014 |  |  |  | Y | [6 empty] | 0 | 20 | 6.6 | Y | [5 empty] | N |  | N
61060 | Cypress Creek Renewables | 64176 | Charlie | NC | Guilford | 1304 | OP | Solar Photovoltaic | PV | IPP Non-CHP | 2 | 4 | 4 | 4 | 12 | 2014 |  |  |  | Y | [6 empty] | 0 | 20 | 5.7 | Y | [5 empty] | N |  | N
62856 | Forefront Power, LLC | 64179 | IA - City of Ames - Airport Road | IA | Story | 17000 | OP | Solar Photovoltaic | PV | IPP Non-CHP | 2 | 2 | 2 | 2 | 12 | 2020 |  | N |  | Y | [6 empty] | 180 | 30 | 2.2 | Y | [5 empty] | Y | 2.2 | N
62856 | Forefront Power, LLC | 64180 | MD - CS - Potomac Edison Co - GA29 TPE | MD | Garrett | 19002 | OP | Solar Photovoltaic | PV | IPP Non-CHP | 2 | 2 | 2 | 2 | 1 | 2021 |  | Y |  | N | [6 empty] | 180 | 30 | 3.2 | Y | [5 empty] | Y | 3.2 | N
61012 | AES Distributed Energy | 64182 | BWC Lake Lashaway, LLC Hybrid | MA | Worcester | DRAPV | OP | Solar Photovoltaic | PV | IPP Non-CHP | 2 | 4.2 | 4.2 | 4.2 | 5 | 2021 |  |  |  | Y | [6 empty] | 0 | 26 | 8.3 | Y | [5 empty] | N |  | N
61012 | AES Distributed Energy | 64184 | ZPD-PT Solar Project 2017-044 LLC CSG | MA | Worcester | DRAPV | OP | Solar Photovoltaic | PV | IPP Non-CHP | 2 | 1 | 1 | 1 | 10 | 2021 |  |  |  | Y | [6 empty] | 0 | 26 | 1.6 | Y | [5 empty] | N |  | Y | 1
61012 | AES Distributed Energy | 64185 | ZPD-PT Solar Project 2017-023 LLC Hybrid CSG | MA | Worcester | DRAPV | OP | Solar Photovoltaic | PV | IPP Non-CHP | 2 | 2.8 | 2.8 | 2.8 | 1 | 2021 |  |  |  | Y | [6 empty] | 0 | 26 | 4.3 | Y | [5 empty] | N |  | Y | 4.3
60025 | Greenbacker Renewable Energy Corporation | 64186 | Graphite Solar I | UT | Carbon | 394 | OP | Solar Photovoltaic | PV | IPP Non-CHP | 2 | 80 | 80 | 80 | 6 | 2022 |  | Y | [8 empty] | 180 | 60 | 104 | Y | [5 empty] | N |  | N
61012 | AES Distributed Energy | 64187 | ZPD-PT Solar Project 2017-021 LLC Hybrid CSG | MA | Hampden | DRAPV | OP | Solar Photovoltaic | PV | IPP Non-CHP | 2 | 1 | 1 | 1 | 1 | 2021 |  |  |  | Y | [6 empty] | 0 | 25 | 1.7 | Y | [5 empty] | Y | 1.7 | N
63804 | Pacific Energy Solutions, LLC | 64190 | Waipio Peninsula | HI | Honolulu | 82803 | OP | Solar Photovoltaic | PV | IPP Non-CHP | 2 | 11 | 10.2 | 10.2 | 10 | 2015 |  |  |  | Y | [6 empty] | 180 | 10 | 14.3 | Y | [5 empty] | N |  | N
63798 | SR Lumpkin, LLC | 64191 | SR Lumpkin | GA | Stewart | LUMP | OP | Solar Photovoltaic | PV | IPP Non-CHP | 2 | 100 | 100 | 100 | 12 | 2021 |  | Y |  |  | Y | [5 empty] | 0 |  | 140 |  | Y |  |  |  |  | N |  | N
63796 | Bo Biggs Solar, LLC | 64192 | Bo Biggs Solar | NC | Robeson | BB08 | OP | Solar Photovoltaic | PV | IPP Non-CHP | 2 | 4.9 | 4.9 | 4.9 | 12 | 2018 |  |  |  | Y | [6 empty] | 180 | 20 | 6.9 | Y | [5 empty] | N |  | N
63795 | Moore Solar, LLC | 64193 | Moore Solar | NC | Rockingham | MR01 | OP | Solar Photovoltaic | PV | IPP Non-CHP | 2 | 5 | 5 | 5 | 2 | 2018 |  | N |  | Y | [6 empty] | 180 | 25 | 6.9 | Y | [5 empty] | N |  | N
60025 | Greenbacker Renewable Energy Corporation | 64194 | 510 Carnegie Center | NJ | Mercer | 313 | OP | Solar Photovoltaic | PV | IPP Non-CHP | 2 | 1.4 | 1.4 | 1.4 | 11 | 2019 |  |  | Y | N | [8 empty] | 1.7 | Y | [5 empty] | Y | 1.7 | N
60025 | Greenbacker Renewable Energy Corporation | 64195 | 701 Carnegie Center | NJ | Mercer | 313 | OP | Solar Photovoltaic | PV | IPP Non-CHP | 2 | 1.1 | 1.1 | 1.1 | 11 | 2019 |  |  | Y | N | [8 empty] | 1.3 | Y | [5 empty] | Y | 1.3 | N
63813 | Assembly Solar III, LLC | 64196 | Assembly Solar III | MI | Shiawassee | AS3 | OP | Solar Photovoltaic | PV | IPP Non-CHP | 2 | 79 | 79 | 79 | 1 | 2022 |  | Y | [8 empty] | 90 |  | 114.9 | Y | [5 empty] | N |  | N
20160 | Energy Northwest | 64198 | Horn Rapids Solar, Storage and Training | WA | Benton | HRPV | OP | Solar Photovoltaic | PV | Electric Utility | 1 | 3.2 | 3.2 | 2.3 | 10 | 2020 |  |  |  | Y | [6 empty] | 180 | 30 | 4 | Y | [5 empty] | N |  | N
63818 | Jack's Solar Garden | 64200 | Jack's Solar Garden | CO | Boulder | JSG | OP | Solar Photovoltaic | PV | IPP Non-CHP | 2 | 1 | 1 | 1 | 10 | 2020 |  | Y | [9 empty] | 45 | 1.2 | Y | [5 empty] | Y | 1.2 | N
63814 | McDonough Solar 1, LLC | 64201 | McDonough Solar 1, LLC CSG | IL | McDonough | MC1B | OP | Solar Photovoltaic | PV | IPP Non-CHP | 2 | 2 | 2 | 2 | 12 | 2020 |  | Y | [8 empty] | 108 | 52 | 2.9 | Y | [5 empty] | N |  | Y | 2.9
63814 | McDonough Solar 1, LLC | 64201 | McDonough Solar 1, LLC CSG | IL | McDonough | MCDH | OP | Solar Photovoltaic | PV | IPP Non-CHP | 2 | 2 | 2 | 2 | 12 | 2020 |  | Y | [8 empty] | 180 | 52 | 2.9 | Y | [5 empty] | N |  | Y | 2.9
62842 | Lightsource Renewable Energy Asset Management, LLC | 64204 | Elara Solar | TX | Frio | ELARA | OP | Solar Photovoltaic | PV | IPP Non-CHP | 2 | 132.4 | 130 | 130 | 12 | 2021 |  | Y | [8 empty] | 180 |  | 176 | Y | [5 empty] | N |  | N
63820 | SR Baxley, LLC | 64211 | Baxley | GA | Appling | BAXLY | OP | Solar Photovoltaic | PV | IPP Non-CHP | 2 | 25 | 25 | 25 | 12 | 2020 |  | Y | [8 empty] | 0 |  | 37 | Y | N |  |  |  |  | N |  | N
61514 | Agilitas Energy, LLC | 64213 | Auburn Solar Project | MA | Worcester | AUB | OP | Solar Photovoltaic | PV | IPP Non-CHP | 2 | 4.9 | 4.9 | 4.9 | 5 | 2022 |  | N |  | Y | [6 empty] | 180 | 20 | 7.2 | Y | [5 empty] | N |  | N
58135 | Ecos Energy LLC | 64217 | Blair Solar | CT | Tolland | BLAIR | OP | Solar Photovoltaic | PV | IPP Non-CHP | 2 | 1 | 1 | 1 | 1 | 2021 |  |  |  | Y | [6 empty] | 180 | 25 | 1 | Y | [5 empty] | N |  | Y | 1
58135 | Ecos Energy LLC | 64218 | Madison Solar | CT | Tolland | MADIS | OP | Solar Photovoltaic | PV | IPP Non-CHP | 2 | 1 | 1 | 1 | 1 | 2021 |  |  |  | Y | [6 empty] | 180 | 25 | 1 | Y | [5 empty] | N |  | Y | 1
58135 | Ecos Energy LLC | 64219 | Few Solar | CT | Tolland | FEW | OP | Solar Photovoltaic | PV | IPP Non-CHP | 2 | 1 | 1 | 1 | 1 | 2021 |  |  |  | Y | [6 empty] | 180 | 25 | 1 | Y | [5 empty] | N |  | Y | 1
63689 | Wonderful Renewable Energy, LLC. | 64220 | Wonderful Orchards - Westside | CA | Kern | WOC | OP | Solar Photovoltaic | PV | Industrial Non-CHP | 6 | 5 | 5 | 4.2 | 8 | 2021 |  | Y | [8 empty] | 35 |  | 6.9 | Y | [5 empty] | Y | 6.9 | N
63689 | Wonderful Renewable Energy, LLC. | 64221 | Wonderful Orchards - Belridge | CA | Kern | WOC | OP | Solar Photovoltaic | PV | Industrial Non-CHP | 6 | 5 | 5 | 4.2 | 12 | 2020 |  | Y | [8 empty] | 35 |  | 6.8 | Y | [5 empty] | Y | 5 | N
63842 | BCSB, LLC | 64222 | Burt County Solar Hybrid | NE | Burt | 1 | OP | Solar Photovoltaic | PV | IPP Non-CHP | 2 | 0.7 | 0.7 | 0.7 | 6 | 2021 |  | Y | [8 empty] | 180 | 0 | 0.9 | Y | [5 empty] | N |  | N
63842 | BCSB, LLC | 64223 | Dodge County Solar Hybrid | NE | Dodge | 1 | OP | Solar Photovoltaic | PV | IPP Non-CHP | 2 | 0.7 | 0.7 | 0.7 | 6 | 2021 |  | Y | [8 empty] | 180 | 0 | 0.9 | Y | [5 empty] | N |  | N
63815 | Dressor Plains Solar, LLC | 64224 | Dressor Plains Solar, LLC | IL | Fayette | DPS | OP | Solar Photovoltaic | PV | IPP Non-CHP | 2 | 99 | 99 | 99 | 9 | 2021 |  | Y | [8 empty] | 90 |  | 135.5 | Y | [5 empty] | N |  | N
5860 | Empire District Electric Co | 64225 | Prosperity Solar Farm CSG | MO | Jasper | PROS1 | OP | Solar Photovoltaic | PV | Electric Utility | 1 | 2.3 | 2.2 | 2.2 | 3 | 2021 |  | Y |  | N | N | [5 empty] | 0 | 52 | 2.2 | Y | [5 empty] | N |  | N
60281 | Altus Power America Management, LLC | 64226 | Curry Solar | GA | Tattnall | CURRY | OP | Solar Photovoltaic | PV | IPP Non-CHP | 2 | 1.1 | 1.1 | 1.1 | 6 | 2015 |  |  |  | Y | [6 empty] | 180 | 30 | 1.7 | Y | [5 empty] | N |  | N
61677 | Sol Systems | 64227 | Alexis Solar, LLC | TX | Brooks | 12001 | OP | Solar Photovoltaic | PV | IPP Non-CHP | 2 | 10 | 9.5 | 7.3 | 12 | 2019 |  | Y | [8 empty] | 180 | 52 | 14.5 | Y | [5 empty] | N |  | N
63834 | Blue Goose Solar | 64228 | Blue Goose Solar CSG | IL | Whiteside | BLGS | OP | Solar Photovoltaic | PV | IPP Non-CHP | 2 | 2 | 2 | 2 | 12 | 2020 |  | Y |  | N | [6 empty] | 180 | 52 | 2.7 | Y | [5 empty] | N |  | Y | 2.7
63833 | Iroquois Solar 1B LLC | 64229 | Iroquois Solar 1B LLC CSG | IL | Iroquois | IROQ | OP | Solar Photovoltaic | PV | IPP Non-CHP | 2 | 2 | 2 | 2 | 12 | 2020 |  | Y | [8 empty] | 180 | 52 | 2.8 | Y | [5 empty] | N |  | Y | 2.8
63841 | Hadley 3 Solar, LLC (North) | 64231 | Hadley 3 Solar (North) | MA | Hampshire | 3093 | OP | Solar Photovoltaic | PV | IPP Non-CHP | 2 | 3.9 | 3.9 | 3.1 | 12 | 2019 |  |  |  | Y | [6 empty] | 163 | 25 | 4.6 | Y | [5 empty] | Y | 4.6 | N
63822 | Hadley 3 Solar, LLC (South) | 64232 | Hadley 3 Solar (South) | MA | Hampshire | 6554 | OP | Solar Photovoltaic | PV | IPP Non-CHP | 2 | 2 | 2 | 1.6 | 12 | 2019 |  |  |  | Y | [6 empty] | 163 | 25 | 2.6 | Y | [5 empty] | Y | 2.6 | N
63823 | Solar Lee, LLC | 64237 | Solar Lee, LLC | NC | Wayne | 002 | OP | Solar Photovoltaic | PV | IPP Non-CHP | 2 | 4.9 | 4.9 | 4.9 | 4 | 2021 |  | Y | [8 empty] | 180 |  | 6.7 |  |  |  |  | Y |  | N |  | N
63824 | Acme Solar, LLC | 64238 | Acme Solar, LLC | NC | Columbus | 018 | OP | Solar Photovoltaic | PV | IPP Non-CHP | 2 | 4.9 | 4.9 | 4.9 | 4 | 2021 |  | Y | [8 empty] | 180 |  | 6.6 |  |  |  |  | Y |  | N |  | N
63845 | Sullivan B Community Solar LLC | 64243 | Sullivan B Community Solar LLC | IL | McDonough | SULL | OP | Solar Photovoltaic | PV | IPP Non-CHP | 2 | 2 | 2 | 2 | 12 | 2020 |  | Y | [8 empty] | 0 | 55 | 2.9 | Y | [5 empty] | N |  | Y | 2.9
9234 | Indiana Municipal Power Agency | 64244 | Anderson 3 | IN | Madison | SAND3 | OP | Solar Photovoltaic | PV | Electric Utility | 1 | 8.7 | 8.7 | 7 | 12 | 2021 |  | Y | [8 empty] | 180 |  | 11.3 | Y | [5 empty] | N |  | N
9234 | Indiana Municipal Power Agency | 64245 | Anderson 5 | IN | Madison | SAND5 | OP | Solar Photovoltaic | PV | Electric Utility | 1 | 3 | 3 | 2.4 | 8 | 2021 |  | Y | [8 empty] | 180 |  | 4.1 | Y | [5 empty] | N |  | N
9234 | Indiana Municipal Power Agency | 64246 | Peru 2 | IN | Miami | PERU2 | OP | Solar Photovoltaic | PV | Electric Utility | 1 | 9.5 | 9.5 | 7.6 | 4 | 2021 |  | Y | [8 empty] | 180 |  | 12.6 | Y | [5 empty] | N |  | N
9234 | Indiana Municipal Power Agency | 64247 | Richmond 5 | IN | Wayne | RICH5 | OP | Solar Photovoltaic | PV | Electric Utility | 1 | 9 | 9 | 7.2 | 6 | 2021 |  | Y | [8 empty] | 180 |  | 11.9 | Y | [5 empty] | N |  | N
9234 | Indiana Municipal Power Agency | 64248 | Anderson 4 | IN | Madison | SAND4 | OP | Solar Photovoltaic | PV | Electric Utility | 1 | 7.8 | 7.8 | 6.2 | 8 | 2021 |  | Y | [8 empty] | 180 |  | 10.4 | Y | [5 empty] | N |  | N
9234 | Indiana Municipal Power Agency | 64249 | Anderson 6 | IN | Madison | SAND6 | OP | Solar Photovoltaic | PV | Electric Utility | 1 | 6.8 | 6.8 | 5.4 | 6 | 2022 |  | Y | [8 empty] | 180 |  | 8.8 | Y | [5 empty] | N |  | N
9234 | Indiana Municipal Power Agency | 64250 | Peru 3 | IN | Miami | PERU3 | OP | Solar Photovoltaic | PV | Electric Utility | 1 | 2.9 | 2.9 | 2.3 | 10 | 2022 |  | Y | [8 empty] | 180 |  | 3.7 | Y | [5 empty] | N |  | N
62870 | Heritage Sustainable Energy. LLC | 64251 | Pickford Solar | MI | Chippewa | PICK1 | OP | Solar Photovoltaic | PV | IPP Non-CHP | 2 | 6.9 | 6.9 | 6.9 | 2 | 2021 |  |  |  | Y | [6 empty] | 180 | 35 | 7.6 | Y | [5 empty] | N |  | N
63860 | Kent School Road Solar 1 | 64254 | Kent School Road Solar 1 | IL | Stephenson | KENT | OP | Solar Photovoltaic | PV | IPP Non-CHP | 2 | 2 | 2 | 2 | 12 | 2020 |  | Y | [8 empty] | 180 | 52 | 2.7 | Y | [5 empty] | N |  | Y | 2.7
63861 | Schulte 2 Community Solar | 64257 | Schulte 2 Community Solar | IL | Marshall | SCHU | OP | Solar Photovoltaic | PV | IPP Non-CHP | 2 | 2 | 2 | 2 | 12 | 2020 |  | Y | [8 empty] | 180 | 25 | 2.9 | Y | [5 empty] | N |  | Y | 2.9
60025 | Greenbacker Renewable Energy Corporation | 64261 | Forrest City- Prison Site | AR | St Francis | 361 | OP | Solar Photovoltaic | PV | IPP Non-CHP | 2 | 1 | 1 | 1 | 4 | 2021 |  | Y | [8 empty] | 180 |  | 1.3 | Y | [5 empty] | Y | 1.3 | N
60025 | Greenbacker Renewable Energy Corporation | 64262 | Forrest City- Eldridge Road | AR | St Francis | 453 | OP | Solar Photovoltaic | PV | IPP Non-CHP | 2 | 1 | 1 | 1 | 4 | 2021 |  | Y | [8 empty] | 180 |  | 1.3 | Y | [5 empty] | Y | 1.3 | N
60025 | Greenbacker Renewable Energy Corporation | 64263 | Hot Springs 2020 | AR | Garland | 364 | OP | Solar Photovoltaic | PV | IPP Non-CHP | 2 | 1 | 1 | 1 | 3 | 2021 |  |  |  | Y | [6 empty] | 180 | 15 | 1.3 | Y | [5 empty] | Y | 1.3 | N
60025 | Greenbacker Renewable Energy Corporation | 64264 | Las Virgenes | CA | Los Angeles | 298 | OP | Solar Photovoltaic | PV | IPP Non-CHP | 2 | 3 | 3 | 3 | 12 | 2020 | [9 empty] | Y |  |  | 4 | Y | [5 empty] | N |  | N
60025 | Greenbacker Renewable Energy Corporation | 64265 | Rock Creek 2 CSG | CO | Alamosa | 263 | OP | Solar Photovoltaic | PV | IPP Non-CHP | 2 | 1.6 | 1.6 | 1.6 | 12 | 2020 |  |  |  | Y | [6 empty] | 180 | 52 | 2 | Y | [5 empty] | Y | 2 | N
60025 | Greenbacker Renewable Energy Corporation | 64266 | Alamosa Solar South CSG | CO | Alamosa | 264 | OP | Solar Photovoltaic | PV | IPP Non-CHP | 2 | 1.6 | 1.6 | 1.6 | 1 | 2021 |  | Y | [8 empty] | 180 | 52 | 2 |  | Y |  |  |  |  | N |  | Y | 2
60025 | Greenbacker Renewable Energy Corporation | 64267 | Valencia 2 | CA | Imperial | 265 | OP | Solar Photovoltaic | PV | IPP Non-CHP | 2 | 3 | 3 | 3 | 12 | 2020 |  |  |  | Y | [6 empty] | 0 | 0 | 4.2 | Y | [5 empty] | Y | 2.7 | N
60025 | Greenbacker Renewable Energy Corporation | 64268 | Lawrence Brook | VT | Lamoille | 280 | OP | Solar Photovoltaic | PV | IPP Non-CHP | 2 | 2.2 | 2.2 | 2.2 | 12 | 2020 |  |  |  | Y | [6 empty] | 180 | 25 | 2.8 | Y | [5 empty] | Y | 2.7 | N
63863 | Kankakee Solar 4 LLC | 64269 | Kankakee Solar 4 LLC | IL | Kankakee | KANK | OP | Solar Photovoltaic | PV | IPP Non-CHP | 2 | 2 | 2 | 2 | 12 | 2020 |  | Y | [8 empty] | 180 | 52 | 2.8 | Y | [5 empty] | N |  | Y | 2.8
62915 | Madison Energy Holdings LLC | 64270 | ESCA-LL-COLTON, LLC | CA | San Bernardino | COLT1 | OP | Solar Photovoltaic | PV | IPP Non-CHP | 2 | 2.6 | 2.6 | 2.6 | 9 | 2021 |  |  |  | Y | [6 empty] | 216 | 10 | 3.3 | Y | [5 empty] | N |  | N
63864 | 1051 Lucky Solar, LLC | 64271 | 1051 Lucky Solar, LLC | NC | Yadkin | 018 | OP | Solar Photovoltaic | PV | IPP Non-CHP | 2 | 3 | 3 | 3 | 5 | 2021 |  | Y | [8 empty] | 180 |  | 4 |  |  |  |  | Y |  | N |  | N
63865 | Sweet Tea Solar, LLC | 64273 | Sweet Tea Solar, LLC | NC | Craven | 018 | OP | Solar Photovoltaic | PV | IPP Non-CHP | 2 | 4.5 | 4.5 | 4.5 | 4 | 2021 |  |  |  | Y | [6 empty] | 213 | 12.5 | 4.7 |  |  |  |  | Y |  | N |  | N
63640 | Safari Energy, LLC | 64275 | Bulloch Neville Farms | GA | Bulloch | BNF | OP | Solar Photovoltaic | PV | IPP Non-CHP | 2 | 2.7 | 2.7 | 2.7 | 5 | 2020 |  | Y | [8 empty] | 180 | 55 | 3.6 | Y | [5 empty] | N |  | N
63640 | Safari Energy, LLC | 64276 | Franklin Milliken | GA | Franklin | FM | OP | Solar Photovoltaic | PV | IPP Non-CHP | 2 | 3 | 3 | 3 | 4 | 2020 |  | Y | [8 empty] | 180 | 55 | 4 | Y | [5 empty] | N |  | N
63640 | Safari Energy, LLC | 64277 | Greene Durham | GA | Greene | GD | OP | Solar Photovoltaic | PV | IPP Non-CHP | 2 | 3 | 3 | 3 | 6 | 2020 |  | Y | [8 empty] | 180 | 55 | 4 | Y | [5 empty] | N |  | N
63640 | Safari Energy, LLC | 64278 | Lowndes IDA | GA | Lowndes | LIDA | OP | Solar Photovoltaic | PV | IPP Non-CHP | 2 | 1.5 | 1.5 | 1.5 | 4 | 2020 |  | Y | [8 empty] | 180 | 55 | 2 | Y | [5 empty] | N |  | N
63640 | Safari Energy, LLC | 64279 | Lowndes Tycor Farms | GA | Lowndes | LTF | OP | Solar Photovoltaic | PV | IPP Non-CHP | 2 | 2.3 | 2.3 | 2.3 | 5 | 2020 |  | Y | [8 empty] | 180 | 55 | 3 | Y | [5 empty] | N |  | N
63640 | Safari Energy, LLC | 64280 | Meriwether Jackson | GA | Meriwether | MJ | OP | Solar Photovoltaic | PV | IPP Non-CHP | 2 | 3 | 3 | 3 | 4 | 2020 |  | Y | [8 empty] | 180 | 55 | 4 | Y | [5 empty] | N |  | N
63640 | Safari Energy, LLC | 64281 | Murray Treadwell Farms | GA | Murray | MTF | OP | Solar Photovoltaic | PV | IPP Non-CHP | 2 | 3 | 3 | 3 | 3 | 2020 |  | Y | [8 empty] | 180 | 55 | 4 | Y | [5 empty] | N |  | N
63640 | Safari Energy, LLC | 64282 | Putnam Erickson | GA | Putnam | PE | OP | Solar Photovoltaic | PV | IPP Non-CHP | 2 | 2.7 | 2.7 | 2.7 | 3 | 2020 |  | Y | [8 empty] | 180 | 55 | 3.6 | Y | [5 empty] | N |  | N
63640 | Safari Energy, LLC | 64283 | Terrell Riles Stovall | GA | Terrell | TRS | OP | Solar Photovoltaic | PV | IPP Non-CHP | 2 | 1.7 | 1.7 | 1.7 | 5 | 2020 |  | Y | [8 empty] | 180 | 55 | 2.3 | Y | [5 empty] | N |  | N
63640 | Safari Energy, LLC | 64284 | Troup RC50 II | GA | Troup | TRC50 | OP | Solar Photovoltaic | PV | IPP Non-CHP | 2 | 1.5 | 1.5 | 1.5 | 4 | 2020 |  | Y | [8 empty] | 180 | 55 | 2 | Y | [5 empty] | N |  | N
63640 | Safari Energy, LLC | 64285 | Ware Avra I | GA | Ware | WA1 | OP | Solar Photovoltaic | PV | IPP Non-CHP | 2 | 3 | 3 | 3 | 4 | 2020 |  | Y | [8 empty] | 180 | 55 | 4 | Y | [5 empty] | N |  | N
63640 | Safari Energy, LLC | 64286 | Ware Avra II | GA | Ware | WA2 | OP | Solar Photovoltaic | PV | IPP Non-CHP | 2 | 1.9 | 1.9 | 1.9 | 4 | 2020 |  | Y | [8 empty] | 180 | 55 | 2.5 | Y | [5 empty] | N |  | N
19436 | Union Electric Co - (MO) | 64288 | Renewable Energy Center at BJH | MO | St Louis City | RECBJ | OP | Solar Photovoltaic | PV | Electric Utility | 1 | 1.6 | 1.6 | 1.6 | 10 | 2019 |  |  |  | Y | [6 empty] | 195 | 7 | 1.8 | Y | [5 empty] | N |  | N
63869 | SE Athos II, LLC | 64290 | SE Athos II, LLC | CA | Riverside | IPAT2 | OP | Solar Photovoltaic | PV | IPP Non-CHP | 2 | 200 | 200 | 200 | 12 | 2021 |  | Y | [8 empty] | 60 |  | 289 |  | Y |  |  |  |  | N |  | N
62679 | Luminace Solar Rhode Island, LLC | 64299 | Roger Williams - Melville at Portsmouth | RI | Newport | MEL | OP | Solar Photovoltaic | PV | IPP Non-CHP | 2 | 3 | 3 | 3 | 3 | 2021 |  |  |  | Y | [6 empty] | 180 | 18 | 3.9 | Y | [5 empty] | N |  | Y | 3.9
6452 | Florida Power & Light Co | 64300 | Fort Drum Energy Center | FL | Okeechobee | FORTD | OP | Solar Photovoltaic | PV | Electric Utility | 1 | 74.5 | 74.5 | 74.5 | 6 | 2021 |  |  |  | Y | [6 empty] | 195 | 20 | 96.7 | Y | [5 empty] | N |  | N
6452 | Florida Power & Light Co | 64301 | Willow Solar Energy Center | FL | Manatee | WILLO | OP | Solar Photovoltaic | PV | Electric Utility | 1 | 74.5 | 74.5 | 74.5 | 5 | 2021 |  | Y |  | N | [6 empty] | 180 |  | 93.9 | Y | [5 empty] | N |  | N
61944 | MN8 Energy LLC | 64302 | Lafayette 2 - McHenry Franks 1 | IL | McHenry | GEN1 | OP | Solar Photovoltaic | PV | IPP Non-CHP | 2 | 2 | 2 | 2 | 12 | 2020 |  | Y | [8 empty] | 180 | 0 | 2.9 | Y | [5 empty] | N |  | N
61944 | MN8 Energy LLC | 64303 | Lafayette 2 - McHenry Franks 2 | IL | McHenry | GEN1 | OP | Solar Photovoltaic | PV | IPP Non-CHP | 2 | 2 | 2 | 2 | 12 | 2020 |  | Y | [8 empty] | 180 | 0 | 2.9 | Y | [5 empty] | N |  | N
61944 | MN8 Energy LLC | 64304 | Lafayette 2 - Kankakee Yonke | IL | Kankakee | GEN1 | OP | Solar Photovoltaic | PV | IPP Non-CHP | 2 | 2 | 2 | 2 | 12 | 2020 |  | Y | [8 empty] | 180 | 0 | 2.9 | Y | [5 empty] | N |  | N
13478 | Entergy New Orleans, LLC | 64305 | TCI France | LA | Orleans | TCL1 | OP | Solar Photovoltaic | PV | Electric Utility | 1 | 1.5 | 1.5 | 1.5 | 4 | 2019 |  |  |  | Y | [6 empty] | 259 | 2 | 2 | Y | [5 empty] | N |  | N
13478 | Entergy New Orleans, LLC | 64306 | TCI Alvar | LA | Orleans | TCI2 | OP | Solar Photovoltaic | PV | Electric Utility | 1 | 1.9 | 1.9 | 1.9 | 4 | 2019 |  |  |  | Y | [6 empty] | 89 | 2 | 2.4 | Y | [5 empty] | N |  | N
13478 | Entergy New Orleans, LLC | 64307 | New Orleans Solar Station | LA | Orleans | NOSS | OP | Solar Photovoltaic | PV | Electric Utility | 1 | 20 | 20 | 20 | 12 | 2019 |  |  |  | Y | [6 empty] | 0 | 20 | 27 | Y | [5 empty] | N |  | N
63248 | Palmetto Power Management LLC | 64308 | Dissigno Healdsburg FPV, LLC | CA | Sonoma | HLDBG | OP | Solar Photovoltaic | PV | IPP Non-CHP | 2 | 3 | 3 | 3 | 12 | 2020 |  |  |  | Y | [6 empty] | 12 | 83 | 4.4 | Y | [5 empty] | N |  | N
63900 | Corning Riverview Project | 64310 | Corning Riverview (CSG) | NY | Erie | CORN | OP | Solar Photovoltaic | PV | IPP Non-CHP | 2 | 5 | 5 | 5 | 12 | 2020 |  | Y | [8 empty] | 0 | 52 | 6 | Y | [5 empty] | N |  | Y | 5
63898 | Sun Farm VIII, LLC | 64311 | Sun Farm VIII, LLC | NC | Nash | SFS08 | OP | Solar Photovoltaic | PV | IPP Non-CHP | 2 | 4 | 4 | 4 | 12 | 2020 |  | Y | [8 empty] | 180 | 60 | 5.6 | Y | [5 empty] | N |  | N
61219 | Longroad Energy Services LLC | 64325 | Prospero Solar II | TX | Andrews | PROSP | OP | Solar Photovoltaic | PV | IPP Non-CHP | 2 | 250 | 250 | 250 | 8 | 2021 |  | Y | [8 empty] | 180 |  | 331.2 |  | Y |  |  |  |  | Y | 225 | N
61944 | MN8 Energy LLC | 64327 | EDF Ph1 Toms River | NJ | Ocean | GEN1 | OP | Solar Photovoltaic | PV | IPP Non-CHP | 2 | 21.3 | 21.3 | 21.3 | 6 | 2021 |  |  |  | Y | [6 empty] | 180 | 20 | 28.9 | Y | [5 empty] | N |  | N
63893 | AES Griggs Solar, LLC | 64328 | AES Griggs Solar, LLC | IL | Kankakee | GRIG | OP | Solar Photovoltaic | PV | IPP Non-CHP | 2 | 2 | 2 | 2 | 12 | 2020 |  | Y | [8 empty] | 180 | 55 | 2.9 | Y | [5 empty] | N |  | Y | 2.9
63894 | IGS East Central, LLC | 64329 | IGS East Central, LLC | IL | Will | EAST | OP | Solar Photovoltaic | PV | IPP Non-CHP | 2 | 2 | 2 | 2 | 12 | 2020 |  | Y | [8 empty] | 180 | 55 | 2.3 | Y | [5 empty] | N |  | Y | 2.3
63895 | SV CSG Lily Lake 2 LLC | 64330 | SV CSG Lily Lake 2 LLC | IL | Kane | LILY | OP | Solar Photovoltaic | PV | IPP Non-CHP | 2 | 2 | 2 | 2 | 12 | 2020 |  | Y | [8 empty] | 180 | 52 | 2.9 | Y | [5 empty] | N |  | Y | 2.9
63896 | SRC P9 - Lena Solar, LLC | 64331 | Cedarville Road | IL | Stephenson | LENA | OP | Solar Photovoltaic | PV | IPP Non-CHP | 2 | 2 | 2 | 2 | 12 | 2020 |  | Y | [8 empty] | 180 | 52 | 2.6 | Y | [5 empty] | N |  | Y | 2.6
63904 | WED Coventry Seven, LLC | 64333 | WED Coventry Seven, LLC | RI | Kent | WED7 | OP | Solar Photovoltaic | PV | IPP Non-CHP | 2 | 3 | 3 | 3 | 12 | 2020 |  |  |  | Y | [6 empty] | 180 | 25 | 4 | Y | [5 empty] | N |  | Y | 4
63905 | GD Glocester White Oak I, LLC | 64334 | GD Glocester White Oak I, LLC | RI | Providence | GDWH | OP | Solar Photovoltaic | PV | IPP Non-CHP | 2 | 1.8 | 1.8 | 1.8 | 12 | 2020 |  |  |  | Y | [6 empty] | 0 | 25 | 2.2 | Y | [5 empty] | N |  | Y | 2.2
63957 | Quitman II Solar, LLC | 64335 | Quitman II Solar | GA | Brooks | QUIT2 | OP | Solar Photovoltaic | PV | IPP Non-CHP | 2 | 150 | 150 | 150 | 12 | 2021 |  | Y | [8 empty] | 180 |  | 210 | Y | [5 empty] | N |  | N
63955 | Farmington Solar, LLC | 64337 | Farmington Solar | ME | Franklin | FNS | OP | Solar Photovoltaic | PV | IPP Non-CHP | 2 | 77 | 77 | 77 | 10 | 2021 |  |  |  | Y | [6 empty] | 180 | 18 | 115.7 | Y | [5 empty] | N |  | N
63979 | 6685 Santa Barbara Ct | 64343 | 6685 Santa Barbara Ct | MD | Howard | SBAR | OP | Solar Photovoltaic | PV | IPP Non-CHP | 2 | 1 | 1 | 1 | 12 | 2020 |  | Y | [8 empty] | 22 | 10 | 1.5 | Y | [5 empty] | N |  | Y | 1.5
63962 | Solar Star Prime 2, LLC | 64351 | Amazon JFK8 Solar Project | NY | Richmond | JFK8 | OA | Solar Photovoltaic | PV | IPP Non-CHP | 2 | 4.9 | 4.9 | 3 | 3 | 2021 |  |  |  | Y | [6 empty] | 221 | 10 | 7 | Y | [5 empty] | Y | 7 | N
61227 | Nautilus Solar Solutions | 64352 | Mtn Solar 6 LLC (CSG) | CO | Logan | SC | OP | Solar Photovoltaic | PV | IPP Non-CHP | 2 | 2 | 2 | 2 | 3 | 2022 |  | Y | [10 empty] | 2.8 | Y | [5 empty] | N |  | Y | 2.8
61227 | Nautilus Solar Solutions | 64353 | NSE Camber Solar PS11 LLC (CSG) | CO | Logan | SC | OP | Solar Photovoltaic | PV | IPP Non-CHP | 2 | 2 | 2 | 2 | 3 | 2022 |  | Y | [10 empty] | 2.8 | Y | [5 empty] | N |  | Y | 2.8
61227 | Nautilus Solar Solutions | 64355 | NSE Camber BH CSG 2, LLC | CO | Crowley | SC | OP | Solar Photovoltaic | PV | IPP Non-CHP | 2 | 2 | 2 | 2 | 11 | 2021 |  | Y | [8 empty] | 180 | 52 | 2.8 | Y | N |  |  |  |  | N |  | Y | 2.8
61227 | Nautilus Solar Solutions | 64356 | NSE Camber Solar PS13 LLC (CSG) | CO | Logan | SC | OP | Solar Photovoltaic | PV | IPP Non-CHP | 2 | 2 | 2 | 2 | 2 | 2022 |  | Y | [10 empty] | 2.8 | Y | [5 empty] | N |  | Y | 2.8
61227 | Nautilus Solar Solutions | 64357 | NSE Camber Solar PS6 LLC CSG | CO | Weld | SC | OP | Solar Photovoltaic | PV | IPP Non-CHP | 2 | 2 | 2 | 2 | 2 | 2022 |  | Y | [10 empty] | 2.8 | Y | [5 empty] | N |  | Y | 2.8
61227 | Nautilus Solar Solutions | 64358 | NSE Camber Solar PS5 LLC (CSG) | CO | Weld | SC | OP | Solar Photovoltaic | PV | IPP Non-CHP | 2 | 2 | 2 | 2 | 2 | 2022 |  | Y | [10 empty] | 2.8 | Y | [5 empty] | N |  | Y | 2.8
61227 | Nautilus Solar Solutions | 64359 | Pivot Solar 12 LLC(CSG) | CO | Logan | SC | OP | Solar Photovoltaic | PV | IPP Non-CHP | 2 | 1 | 1 | 1 | 3 | 2022 |  | Y | [10 empty] | 1.4 | Y | [5 empty] | N |  | Y | 1.4
61677 | Sol Systems | 64360 | American Goldfinch SCS ACY2 NJ, LLC | NJ | Burlington | 30001 | OP | Solar Photovoltaic | PV | IPP Non-CHP | 2 | 3.9 | 3.9 | 3.9 | 9 | 2020 |  |  |  | Y | [5 empty] | N | 217 | 10 | 5.5 | Y | [5 empty] | N |  | N
61677 | Sol Systems | 64362 | SCS American Bottoms 009885 Sauget, LLC | IL | St Clair | 30004 | OP | Solar Photovoltaic | PV | IPP Non-CHP | 2 | 1.8 | 1.8 | 1.1 | 8 | 2020 |  | Y | [8 empty] | 180 | -52 | 1.8 | Y | [5 empty] | N |  | N
61677 | Sol Systems | 64363 | ESA Boston Solar, LLC | NC | Person | 30008 | OP | Solar Photovoltaic | PV | IPP Non-CHP | 2 | 5 | 5 | 5 | 12 | 2020 |  |  |  | Y | [6 empty] | 180 | 20 | 6.8 |  | Y |  |  |  |  | N |  | N
61677 | Sol Systems | 64364 | SCS Beltway 011754 Rock Falls, LLC | IL | Whiteside | 30005 | OP | Solar Photovoltaic | PV | IPP Non-CHP | 2 | 1 | 1 | 1 | 9 | 2020 |  |  |  | Y | [5 empty] | N | 180 | 20 | 1.3 | Y | [5 empty] | N |  | N
61677 | Sol Systems | 64365 | Western Meadowlark Solar SCS NE 1, LLC | NE | Scotts Bluff | 30003 | OP | Solar Photovoltaic | PV | IPP Non-CHP | 2 | 4.4 | 4.4 | 4.4 | 2 | 2020 |  | Y | [8 empty] | 0 | -52 | 5.2 | Y | [5 empty] | N |  | N
61677 | Sol Systems | 64366 | Trojan Solar, LLC | NC | Columbus | 30007 | OP | Solar Photovoltaic | PV | IPP Non-CHP | 2 | 5 | 5 | 5 | 12 | 2020 |  |  |  | Y | [6 empty] | 180 | 20 | 7 |  | Y |  |  |  |  | N |  | N
61677 | Sol Systems | 64367 | Zuma Solar, LLC | NC | Caswell | 30006 | OP | Solar Photovoltaic | PV | IPP Non-CHP | 2 | 3 | 3 | 3 | 12 | 2020 |  |  |  | Y | [6 empty] | 180 | 60 | 4.7 |  | Y |  |  |  |  | N |  | N
58135 | Ecos Energy LLC | 64370 | Plainfield Solar 1 | CT | Windham | PLFD1 | OP | Solar Photovoltaic | PV | IPP Non-CHP | 2 | 1 | 1 | 1 | 1 | 2020 |  |  |  | Y | [6 empty] | 180 | 25 | 1.2 | Y | [5 empty] | N |  | Y | 1
63991 | DG New York CS, LLC | 64371 | Cortlandville I Solar CSG | NY | Cortland | CORT1 | OP | Solar Photovoltaic | PV | IPP Non-CHP | 2 | 5 | 5 | 5 | 10 | 2021 |  | N |  | Y | [6 empty] | 180 | 25 | 6 | Y | [5 empty] | N |  | N
63991 | DG New York CS, LLC | 64372 | Sangerfield Solar CSG | NY | Oneida | SNGFD | OP | Solar Photovoltaic | PV | IPP Non-CHP | 2 | 5 | 5 | 5 | 12 | 2021 |  | N |  | Y | [6 empty] | 180 | 25 | 6.5 | Y | [5 empty] | N |  | N
63991 | DG New York CS, LLC | 64373 | Clay Solar CSG | NY | Onondaga | CLAY1 | OP | Solar Photovoltaic | PV | IPP Non-CHP | 2 | 5 | 5 | 5 | 6 | 2021 |  | N |  | Y | [6 empty] | 180 | 25 | 7.5 | Y | [5 empty] | N |  | N
63991 | DG New York CS, LLC | 64374 | Norwich Solar and Energy Storage CSG | NY | Chenango | NRWCH | OP | Solar Photovoltaic | PV | IPP Non-CHP | 2 | 5 | 5 | 5 | 9 | 2021 |  |  |  | Y | [6 empty] | 180 | 25 | 7.5 | Y | [5 empty] | N |  | N
63992 | Tranquillity Solar 1, LLC | 64376 | Tranquillity ID | CA | Fresno | TRANQ | OP | Solar Photovoltaic | PV | IPP Non-CHP | 2 | 1.3 | 1.3 | 1.3 | 3 | 2018 |  | Y | [8 empty] | 180 | 0 | 1.6 | Y | [5 empty] | N |  | N
60025 | Greenbacker Renewable Energy Corporation | 64379 | Ridgecrest | DC | District of Columbia | 467 | OP | Solar Photovoltaic | PV | IPP Non-CHP | 2 | 1.7 | 1.7 | 1.7 | 6 | 2021 |  |  |  | Y | [6 empty] | 180 | 5 | 2.2 | Y | [5 empty] | Y | 2.2 | N
60025 | Greenbacker Renewable Energy Corporation | 64380 | Cascades | NJ | Middlesex | 464 | OP | Solar Photovoltaic | PV | IPP Non-CHP | 2 | 2 | 2 | 2 | 4 | 2021 |  |  |  | Y | [6 empty] | 180 | 5 | 2.6 | Y | [5 empty] | Y | 2.6 | N
63432 | SkyHigh 2 Solar | 64384 | Amazon TUS2 | AZ | Pima | ATUS2 | OP | Solar Photovoltaic | PV | Commercial Non-CHP | 4 | 2.6 | 2.6 | 2.6 | 6 | 2022 |  | N |  | Y | [6 empty] | 180 | 10 | 3.3 | Y | [5 empty] | Y | 3.3 | N
60025 | Greenbacker Renewable Energy Corporation | 64385 | Gliden (Op Zone) | NC | Chowan | 304 | OP | Solar Photovoltaic | PV | IPP Non-CHP | 2 | 5 | 5 | 5 | 12 | 2020 |  | Y | [8 empty] | 0 | 52 | 7.2 | [5 empty] | Y | N |  | N
60970 | SunShare Management | 64386 | Gilcrest V CSG | CO | Weld | GLCRV | OP | Solar Photovoltaic | PV | IPP Non-CHP | 2 | 4.8 | 4.8 | 4.8 | 2 | 2021 |  | Y |  |  | Y | [5 empty] | 180 | 0 | 5 | Y | [5 empty] | N |  | Y | 4.8
63999 | Quinebaug Solar, LLC | 64387 | Quinebaug Solar | CT | Windham | QBS | OP | Solar Photovoltaic | PV | IPP Non-CHP | 2 | 49.4 | 49.4 | 49.4 | 12 | 2021 |  |  |  | Y | [6 empty] | 180 | 18 | 63.4 | Y | [5 empty] | N |  | N
63432 | SkyHigh 2 Solar | 64388 | TruStile Doors - Denver | CO | Adams | TRUCO | OP | Solar Photovoltaic | PV | Commercial Non-CHP | 4 | 1.2 | 1.2 | 1.2 | 2 | 2021 |  |  |  | Y | [6 empty] | 180 | 10 | 1.5 | Y | [5 empty] | Y | 1.5 | N
63432 | SkyHigh 2 Solar | 64389 | Niagara Bottling - Seguin | TX | Guadalupe | NIAGS | OP | Solar Photovoltaic | PV | Industrial Non-CHP | 6 | 4.9 | 4.9 | 4.9 | 10 | 2021 |  |  |  | Y | [6 empty] | 180 | 11 | 5.7 | Y | [5 empty] | Y | 5.7 | N
63432 | SkyHigh 2 Solar | 64391 | Firestone Walker Brewery - Phase 1 | CA | San Luis Obispo | FWBP1 | OP | Solar Photovoltaic | PV | Industrial Non-CHP | 6 | 1.6 | 1.6 | 1.6 | 11 | 2020 |  | Y | [8 empty] | 180 |  | 2.4 | Y | [5 empty] | Y | 2.4 | N
14063 | Oklahoma Gas & Electric Co | 64392 | Branch Solar Farm | AR | Franklin | CVS1 | OP | Solar Photovoltaic | PV | Electric Utility | 1 | 5 | 5 | 5 | 10 | 2021 |  | Y | [8 empty] | 180 | -60 | 6.3 | Y | [5 empty] | N |  | N
61012 | AES Distributed Energy | 64395 | ZPD-PT Solar Project 2017-006 LLC Hybrid | MA | Worcester | DRAPV | OP | Solar Photovoltaic | PV | IPP Non-CHP | 2 | 4 | 4 | 4 | 7 | 2021 |  |  |  | Y | [6 empty] | 9 | 25 | 6 | Y | [5 empty] | Y | 5.6 | N
63432 | SkyHigh 2 Solar | 64396 | EMWD - Perris Valley RWRF | CA | Riverside | EMSJN | OP | Solar Photovoltaic | PV | Commercial Non-CHP | 4 | 3.4 | 3.4 | 3.4 | 7 | 2021 |  | Y | [8 empty] | 180 | 52 | 4.1 | Y | [5 empty] | Y | 4.1 | N
63432 | SkyHigh 2 Solar | 64397 | EMWD - San Jacinto RWRF NEM | CA | Riverside | EMSJN | OP | Solar Photovoltaic | PV | Commercial Non-CHP | 4 | 1.3 | 1.3 | 1.3 | 7 | 2021 |  | Y | [8 empty] | 180 | 52 | 1.6 | Y | [5 empty] | Y | 1.6 | N
63432 | SkyHigh 2 Solar | 64398 | EMWD - Sun City RWRF | CA | Riverside | EMSUN | OP | Solar Photovoltaic | PV | Commercial Non-CHP | 4 | 1.6 | 1.5 | 1.5 | 7 | 2021 |  | Y | [8 empty] | 0 | 0 | 1.8 | Y | [5 empty] | Y | 1.8 | N
63432 | SkyHigh 2 Solar | 64399 | EMWD - San Jacinto RES BCT | CA | Riverside | EMRES | OP | Solar Photovoltaic | PV | Commercial Non-CHP | 4 | 4.2 | 4.2 | 4.2 | 5 | 2022 |  | Y | N | [7 empty] | 0 |  | 5.5 | Y | [5 empty] | N |  | Y | 5.5
63432 | SkyHigh 2 Solar | 64400 | BYU - Hawaii | HI | Honolulu | BYUHI | OP | Solar Photovoltaic | PV | Commercial Non-CHP | 4 | 3.1 | 3.1 | 3.1 | 11 | 2021 |  |  |  | Y | [6 empty] | 7 | 5 | 3.8 | Y | [5 empty] | N |  | N
63432 | SkyHigh 2 Solar | 64401 | CSU San Jose State University | CA | Santa Clara | CSUSJ | OP | Solar Photovoltaic | PV | Industrial Non-CHP | 6 | 1.7 | 1.7 | 1.7 | 12 | 2021 |  |  |  | Y | [6 empty] | 149 | 10 | 2.1 | Y | [5 empty] | Y | 1.7 | N
63432 | SkyHigh 2 Solar | 64402 | El Dorado County | CA | El Dorado | ELDCO | OP | Solar Photovoltaic | PV | Commercial Non-CHP | 4 | 1.5 | 1.5 | 1.5 | 3 | 2021 |  |  |  | Y | [6 empty] | 180 | 15 | 1.9 | Y | [5 empty] | N |  | Y | 1.5
63432 | SkyHigh 2 Solar | 64403 | California State Univ at Channel Islands | CA | Ventura | CSUCI | OP | Solar Photovoltaic | PV | Industrial Non-CHP | 6 | 3.7 | 3.7 | 3.7 | 12 | 2021 |  | Y | [8 empty] | 180 | 15 | 4.7 | Y | [5 empty] | Y | 3.7 | N
57369 | Apple, Inc | 64404 | Mesa Carport PV | AZ | Maricopa | CPTPV | OP | Solar Photovoltaic | PV | Commercial Non-CHP | 4 | 3.6 | 3.6 | 2.7 | 3 | 2020 |  |  |  | Y | [6 empty] | 180 | 5 | 3.8 | Y | [5 empty] | N |  | N
57369 | Apple, Inc | 64404 | Mesa Carport PV | AZ | Maricopa | GFTPV | OP | Solar Photovoltaic | PV | Commercial Non-CHP | 4 | 1 | 1 | 0.2 | 3 | 2020 |  |  |  | Y | [6 empty] | 180 | 20 | 1.1 | Y | [5 empty] | N |  | N
63432 | SkyHigh 2 Solar | 64406 | EMWD - Moreno Valley RWRF | CA | Riverside | EMMOR | OP | Solar Photovoltaic | PV | Commercial Non-CHP | 4 | 2.4 | 2.4 | 2.4 | 7 | 2021 |  | N | Y | [9 empty] | 3 | Y | [5 empty] | Y | 2.4 | N
64050 | Anderson Solar Farm, LLC | 64409 | Anderson (SC) | SC | Anderson | ANDER | OP | Solar Photovoltaic | PV | IPP Non-CHP | 2 | 2 | 2 | 2 | 9 | 2021 |  |  |  | Y | [6 empty] | 180 | 60 | 2.8 | Y | [5 empty] | N |  | N
64051 | Briarwood Solar, LLC | 64410 | Briarwood | SC | Greenwood | BRIAR | OP | Solar Photovoltaic | PV | IPP Non-CHP | 2 | 2 | 2 | 2 | 12 | 2020 |  |  |  | Y | [6 empty] | 180 | 60 | 2.8 | Y | [5 empty] | N |  | N
64052 | Delanco Coopertown Rd Solar 2, LLC | 64411 | Delanco | NJ | Burlington | DELAN | OP | Solar Photovoltaic | PV | IPP Non-CHP | 2 | 2.4 | 2.4 | 2.4 | 5 | 2021 |  |  |  | Y | [6 empty] | 180 | 25 | 3.1 | Y | [5 empty] | N |  | N
64053 | Gold Mine Solar, LLC | 64412 | Gold Mine | SC | Greenwood | GMINE | OP | Solar Photovoltaic | PV | IPP Non-CHP | 2 | 1.5 | 1.5 | 1.5 | 12 | 2020 |  |  |  | Y | [6 empty] | 180 | 60 | 2.1 | Y | [5 empty] | N |  | N
64063 | Schull CSG LLC | 64413 | Schull CSG | MN | Blue Earth | SCHUL | OP | Solar Photovoltaic | PV | IPP Non-CHP | 2 | 1 | 0.4 | 0.2 | 11 | 2021 |  | Y | [8 empty] | 180 |  | 1.4 | Y | [5 empty] | Y | 1.4 | N
64054 | Pontiac Solar, LLC | 64414 | Pontiac | IL | Livingston | PONTC | OP | Solar Photovoltaic | PV | IPP Non-CHP | 2 | 2 | 2 | 2 | 2 | 2021 |  | Y | [8 empty] | 180 | 52 | 2.7 | Y | [5 empty] | N |  | N
64055 | Rockford Baxter Rd Holdco LLC CSG | 64415 | Rockford CSG | IL | Winnebago | ROCKF | OP | Solar Photovoltaic | PV | IPP Non-CHP | 2 | 2 | 2 | 2 | 12 | 2021 |  | Y | [8 empty] | 180 | 50 | 2.9 | Y | [5 empty] | N |  | N
64056 | Sandoval Holdco, LLC | 64416 | Sandoval | IL | Clinton | SANDL | OP | Solar Photovoltaic | PV | IPP Non-CHP | 2 | 2 | 2 | 2 | 3 | 2021 |  |  |  | Y | [6 empty] | 180 | 60 | 2.8 | Y | [5 empty] | N |  | N
64057 | BWC East Brook, LLC | 64417 | Wilbraham | MA | Hampden | WILBR | OP | Solar Photovoltaic | PV | IPP Non-CHP | 2 | 4 | 4 | 4 | 12 | 2020 |  |  |  | Y | [6 empty] | 180 | 20 | 5 | Y | [5 empty] | N |  | N
64034 | Los Palos Street Operating, LLC | 64418 | Big Bear | CA | Los Angeles | BB000 | OP | Solar Photovoltaic | PV | IPP Non-CHP | 2 | 5.5 | 5.5 | 5.5 | 12 | 2020 |  |  |  | Y | [6 empty] | 180 | 7 | 6.1 | Y | [5 empty] | N |  | N
64067 | ISM Solar Dighton 3, LLC | 64419 | Elm Street | MA | Bristol | ELM | OP | Solar Photovoltaic | PV | IPP Non-CHP | 2 | 2.8 | 2.8 | 2.8 | 12 | 2020 |  |  |  | Y | [6 empty] | 180 | 20 | 3.7 | Y | [5 empty] | N |  | Y | 3.7
62719 | Green Street Power Partners | 64421 | Sunvestment Energy Group NY 63 LLC | NY | Onondaga | DEWIT | OP | Solar Photovoltaic | PV | IPP Non-CHP | 2 | 2 | 2 | 2 | 9 | 2020 |  |  |  | Y | [6 empty] | 180 | 30 | 2.7 | Y | [5 empty] | N |  | Y | 2.7
62719 | Green Street Power Partners | 64422 | GSPP Onyx New Brunswick LLC | NJ | Middlesex | NBOE1 | OP | Solar Photovoltaic | PV | IPP Non-CHP | 2 | 0.3 | 0.3 | 0.3 | 12 | 2019 |  |  |  | Y | [6 empty] | 129 | 5 | 0.4 | Y | [5 empty] | N |  | Y | 0.4
62719 | Green Street Power Partners | 64422 | GSPP Onyx New Brunswick LLC | NJ | Middlesex | NBOE2 | OP | Solar Photovoltaic | PV | IPP Non-CHP | 2 | 0.4 | 0.4 | 0.4 | 12 | 2019 |  |  |  | Y | [6 empty] | 133 | 5 | 0.6 | Y | N |  |  |  |  | N |  | Y | 0.6
62719 | Green Street Power Partners | 64422 | GSPP Onyx New Brunswick LLC | NJ | Middlesex | NBOE3 | OP | Solar Photovoltaic | PV | IPP Non-CHP | 2 | 0.3 | 0.3 | 0.3 | 12 | 2019 |  |  |  | Y | [6 empty] | 130.5 | 5 | 0.4 | Y | [5 empty] | N |  | Y | 0.4
62719 | Green Street Power Partners | 64422 | GSPP Onyx New Brunswick LLC | NJ | Middlesex | NBOE4 | OP | Solar Photovoltaic | PV | IPP Non-CHP | 2 | 0.1 | 0.1 | 0.1 | 12 | 2019 |  |  |  | Y | [6 empty] | 219 | 10 | 0.1 | Y | [5 empty] | N |  | Y | 0.1
64002 | Wilmot Energy Center LLC | 64426 | Wilmot Energy Center LLC | AZ | Pima | WIL | OP | Solar Photovoltaic | PV | IPP Non-CHP | 2 | 130 | 100 | 100 | 4 | 2021 |  | Y | [8 empty] | 90 |  | 135 |  |  |  |  | Y |  | N |  | N
64081 | Point Beach Solar | 64431 | Point Beach Solar | WI | Manitowoc | PBS | OP | Solar Photovoltaic | PV | IPP Non-CHP | 2 | 100 | 100 | 100 | 9 | 2021 |  | Y | [8 empty] | 180 |  | 141 | Y | [5 empty] | N |  | N
64069 | Breckenridge Street Solar 1, LLC | 64432 | Breckenridge Solar | MA | Hampden | BKS | OP | Solar Photovoltaic | PV | IPP Non-CHP | 2 | 5 | 5 | 5 | 11 | 2020 |  |  |  | Y | [6 empty] | 180 | 25 | 5.4 | Y | [5 empty] | N |  | Y | 5.4
64071 | Rounseville Solar 1, LLC | 64434 | Rounseville Solar | MA | Plymouth | ROU | OP | Solar Photovoltaic | PV | IPP Non-CHP | 2 | 2.7 | 2.7 | 2.7 | 2 | 2020 |  |  |  | Y | [6 empty] | 180 | 20 | 3.3 | Y | [5 empty] | N |  | Y | 3.3
64072 | MA CS Ware West, LLC | 64435 | Town of Ware - Canadian Tree(CSG) | MA | Hampshire | TOW | OP | Solar Photovoltaic | PV | IPP Non-CHP | 2 | 1.4 | 1.4 | 1.4 | 12 | 2021 |  |  |  | Y | [6 empty] | 180 | 25 | 1.8 | Y | [5 empty] | N |  | Y | 1.4
64073 | Wilmarth Lane Solar 1, LLC | 64436 | Wilmarth Solar | MA | Norfolk | WIL | OP | Solar Photovoltaic | PV | IPP Non-CHP | 2 | 5 | 5 | 5 | 2 | 2020 |  |  |  | Y | [6 empty] | 180 | 20 | 6.4 | Y | [5 empty] | N |  | Y | 6.4
64070 | Dresser Hill Solar, LLC | 64437 | Dresser Hill CSG | MA | Worcester | DRH | OP | Solar Photovoltaic | PV | IPP Non-CHP | 2 | 3.7 | 3.7 | 3.7 | 1 | 2021 |  | Y | [8 empty] | 25 |  | 4.7 | Y | [5 empty] | N |  | Y | 3.7
64088 | SSA Solar of CA 5, LLC | 64438 | Vallecitos Water District | CA | San Diego | VALLE | OP | Solar Photovoltaic | PV | IPP Non-CHP | 2 | 1.4 | 1.4 | 1.4 | 9 | 2021 |  |  |  | Y | [6 empty] | 180 | 20 | 2.1 | Y | [5 empty] | N |  | N
64089 | Pine Road Solar, LLC | 64439 | Pine Road Solar, LLC CSG | IL | DeKalb | PINE | OP | Solar Photovoltaic | PV | IPP Non-CHP | 2 | 2 | 2 | 2 | 4 | 2021 |  | N |  | Y | [6 empty] | 180 | 52 | 3 | Y | [5 empty] | N |  | Y | 3
60025 | Greenbacker Renewable Energy Corporation | 64441 | Valencia 3 | CA | Imperial | 266 | OP | Solar Photovoltaic | PV | IPP Non-CHP | 2 | 3 | 3 | 3 | 4 | 2021 |  | Y | [8 empty] | 0 | 52 | 4.2 | Y | [5 empty] | N |  | N
57365 | Consolidated Edison Solutions Inc. | 64442 | Mt Pleasant Community Center | NY | Westchester | MPPV | OP | Solar Photovoltaic | PV | IPP Non-CHP | 2 | 0.5 | 0.5 | 0.5 | 11 | 2022 |  |  |  | Y | [6 empty] | 183 | 7 | 0.6 | Y | [5 empty] | Y | 0.5 | N
62627 | Alchemy Renewable Energy | 64443 | Golden Solar | VT | Caledonia | GOLD | OP | Solar Photovoltaic | PV | IPP Non-CHP | 2 | 2.2 | 2.2 | 2.2 | 11 | 2021 |  |  |  | Y | [6 empty] | 180 | 35 | 3.3 | Y | [5 empty] | N |  | N
61204 | Today's Power, Inc. | 64444 | City of Paris Solar | AR | Logan | PARIS | OP | Solar Photovoltaic | PV | Electric Utility | 1 | 1.5 | 1.5 | 1.5 | 6 | 2020 |  | Y | [8 empty] | 180 |  | 1.8 | Y | [5 empty] | N |  | N
60947 | Tesla Inc. | 64445 | County of Dutchess, NY (Airport) | NY | Dutchess | PV1 | OP | Solar Photovoltaic | PV | IPP Non-CHP | 2 | 1.8 | 1.8 | 1.8 | 1 | 2020 |  |  |  | Y | [6 empty] | 180 | 25 | 2.2 | Y | [5 empty] | N |  | N
17470 | PUD 1 of Snohomish County | 64446 | Arlington Microgrid | WA | Snohomish | AMGPV | OP | Solar Photovoltaic | PV | Electric Utility | 1 | 0.5 | 0.5 | 0.5 | 6 | 2019 |  |  |  | Y | [6 empty] | 180 | 30 | 0.6 | Y | [5 empty] | N |  | N
64108 | Brazoria West Solar Project, LLC | 64447 | Brazoria West | TX | Brazoria | GEN1 | OP | Solar Photovoltaic | PV | IPP Non-CHP | 2 | 200 | 200 | 200 | 9 | 2022 |  | Y | [8 empty] | 180 | 0 | 260 | Y | [5 empty] | N |  | N
64118 | Grissom Solar, LLC | 64450 | Grissom Solar, LLC | NC | Halifax | GSF01 | OP | Solar Photovoltaic | PV | IPP Non-CHP | 2 | 5 | 5 | 5 | 5 | 2021 |  |  |  | Y | [6 empty] | 180 | 60 | 6.9 | Y | [5 empty] | N |  | N
61610 | Delaware River Solar, LLC | 64451 | Rosemond Solar Community Solar | NY | Sullivan | 1583 | OP | Solar Photovoltaic | PV | IPP Non-CHP | 2 | 2 | 2 | 2 | 1 | 2021 |  |  |  | Y | [6 empty] | 180 | 25 | 3 | Y | [5 empty] | N |  | Y | 3
63991 | DG New York CS, LLC | 64453 | Volney II | NY | Oswego | VOLNE | OP | Solar Photovoltaic | PV | IPP Non-CHP | 2 | 1.5 | 1.5 | 1.5 | 2 | 2021 |  |  |  | Y | [6 empty] | 180 | 25 | 3 | Y | [5 empty] | N |  | N
64119 | Merrimack Solar Farm | 64454 | Merrimack Solar Farm, LLC | NH | Hillsborough | PV1 | OP | Solar Photovoltaic | PV | IPP Non-CHP | 2 | 2.4 | 2.4 | 2.4 | 1 | 2019 |  |  |  | Y | [6 empty] | 180 | 20 | 3 | Y | [5 empty] | N |  | N
64103 | 13 Mile Solar, LLC | 64456 | 13 Mile Solar, LLC | MI | Calhoun | FAC13 | OP | Solar Photovoltaic | PV | IPP Non-CHP | 2 | 2 | 2 | 2 | 12 | 2020 |  | Y | [8 empty] | 1 | 60 | 2.9 | Y | [5 empty] | N |  | N
64104 | Captain Solar, LLC | 64457 | Captain Solar, LLC | MI | Genesee | FACCA | OP | Solar Photovoltaic | PV | IPP Non-CHP | 2 | 2 | 2 | 2 | 12 | 2020 |  | Y | [8 empty] | 180 | 0 | 2.8 | Y | [5 empty] | N |  | N
64105 | Coldwater Solar, LLC | 64458 | Coldwater Solar, LLC | MI | Genesee | FAACW | OP | Solar Photovoltaic | PV | IPP Non-CHP | 2 | 2 | 2 | 2 | 12 | 2020 |  | Y | [8 empty] | 180 | 0 | 2.7 | Y | [5 empty] | N |  | N
64106 | Geddes 1 Solar, LLC | 64459 | Geddes 1 Solar, LLC | MI | Saginaw | FACG1 | OP | Solar Photovoltaic | PV | IPP Non-CHP | 2 | 2 | 2 | 2 | 12 | 2020 |  | Y | [8 empty] | 180 | 0 | 2.9 | Y | [5 empty] | N |  | N
64111 | Jack Francis Solar, LLC | 64460 | Jack Francis Solar, LLC | MI | Genesee | FACJF | OP | Solar Photovoltaic | PV | IPP Non-CHP | 2 | 2 | 2 | 2 | 12 | 2020 |  | Y | [8 empty] | 180 | 0 | 2.8 | Y | [5 empty] | N |  | N
64112 | May Shannon Solar, LLC | 64461 | May Shannon Solar, LLC | MI | Genesee | FACMS | OP | Solar Photovoltaic | PV | IPP Non-CHP | 2 | 2 | 2 | 2 | 12 | 2020 |  | Y | [8 empty] | 180 | 0 | 2.8 | Y | [5 empty] | N |  | N
64113 | Stoneheart Solar, LLC | 64462 | Stoneheart Solar, LLC | MI | Saginaw | FACSH | OP | Solar Photovoltaic | PV | IPP Non-CHP | 2 | 2 | 2 | 2 | 12 | 2020 |  | Y | [8 empty] | 180 | 0 | 2.8 | Y | [5 empty] | N |  | N
64114 | Workman Road Solar Farm, LLC | 64463 | Workman Road Solar Farm, LLC | MI | Missaukee | FACWR | OP | Solar Photovoltaic | PV | IPP Non-CHP | 2 | 2 | 2 | 2 | 12 | 2020 |  | Y | [8 empty] | 180 | 0 | 2.8 | Y | [5 empty] | N |  | N
64098 | Clendenin A Community Solar, LLC | 64464 | Clendenin A Community Solar, LLC CSG | IL | Williamson | CLEN | OP | Solar Photovoltaic | PV | IPP Non-CHP | 2 | 2 | 2 | 2 | 7 | 2021 |  |  |  | Y | [6 empty] | 0 | 55 | 2.9 | Y | [5 empty] | N |  | Y | 2.9
64099 | Kern A Community Solar, LLC | 64465 | Kern A Community Solar, LLC CSG | IL | Franklin | KERN | OP | Solar Photovoltaic | PV | IPP Non-CHP | 2 | 2 | 2 | 2 | 7 | 2021 |  |  |  | Y | [6 empty] | 180 | 55 | 2.8 | Y | [5 empty] | N |  | Y | 2.8
64100 | Lukuc B Community Solar LLC | 64466 | Lukuc B Community Solar LLC CSG | IL | Williamson | LUKC | OP | Solar Photovoltaic | PV | IPP Non-CHP | 2 | 2 | 2 | 2 | 7 | 2021 |  |  |  | Y | [6 empty] | 180 | 55 | 2.9 | Y | [5 empty] | N |  | Y | 2.9
64101 | CSG Mt. Morris 2, LLC | 64467 | CSG Mt. Morris 2, LLC | IL | Ogle | MTMO | OP | Solar Photovoltaic | PV | IPP Non-CHP | 2 | 2 | 2 | 2 | 4 | 2021 |  |  |  | Y | [6 empty] | 180 | 25 | 2.9 | Y | [5 empty] | N |  | Y | 2.9
64102 | Tower Road Solar, LLC | 64468 | Tower Road Solar, LLC CSG | IL | Dekalb | BOIG | OP | Solar Photovoltaic | PV | IPP Non-CHP | 2 | 2 | 2 | 2 | 4 | 2021 |  |  |  | Y | [6 empty] | 180 | 52 | 3 | Y | [5 empty] | N |  | Y | 3
64107 | Interchange Solar, LLC | 64470 | Interchange Solar, LLC | MI | Genesee | FACIC | OP | Solar Photovoltaic | PV | IPP Non-CHP | 2 | 2 | 2 | 2 | 12 | 2020 |  | Y | [8 empty] | 180 | 0 | 2.8 | Y | [5 empty] | N |  | N
64095 | RPCA Solar 3, LLC | 64471 | Byron Highway Solar | CA | Contra Costa | BYHWY | OP | Solar Photovoltaic | PV | IPP Non-CHP | 2 | 5 | 5 | 5 | 11 | 2022 |  | Y |  | N | [6 empty] | 180 |  | 7 | Y | [5 empty] | N |  | N
64096 | RPSC Solar 3, LLC | 64472 | Berry Road Solar | SC | Greenville | BERRY | OP | Solar Photovoltaic | PV | IPP Non-CHP | 2 | 2 | 2 | 2 | 5 | 2021 |  | Y | [7 empty] | Y | 180 |  | 2.7 | Y | [5 empty] | N |  | N
64083 | DG Central 1, LLC | 64473 | Norman Solar | OK | Cleveland | NORMN | OP | Solar Photovoltaic | PV | IPP Non-CHP | 2 | 2 | 2 | 2 | 1 | 2021 |  | Y | [8 empty] | 180 | 60 | 2.8 | Y |  |  |  |  | Y | N |  | N
64115 | Swansboro Solar, LLC | 64476 | Swansboro Solar, LLC | NC | Onslow | 1102 | OP | Solar Photovoltaic | PV | IPP Non-CHP | 2 | 4.9 | 4.9 | 4.9 | 4 | 2021 |  | Y | [8 empty] | 180 |  | 6.7 |  | Y |  |  |  | N | N |  | N
64116 | Suncaster, LLC | 64477 | Suncaster, LLC | NC | Wayne | 1 | OP | Solar Photovoltaic | PV | IPP Non-CHP | 2 | 2.4 | 2.4 | 2.4 | 4 | 2021 |  | Y | [8 empty] | 180 |  | 3.2 |  | Y |  |  |  | N | N |  | N
64117 | 1034 Catherine Lake Solar, LLC | 64478 | 1034 Catherine Lake Solar, LLC | NC | Onslow | 1034 | OP | Solar Photovoltaic | PV | IPP Non-CHP | 2 | 4.9 | 4.9 | 4.9 | 4 | 2021 |  | Y | [8 empty] | 180 |  | 6.7 |  | Y |  |  |  | N | N |  | N
63359 | REA Investments, LLC | 64479 | Novel Handeland Solar LLC (CSG) | MN | Yellow Medicine | HNDLD | OP | Solar Photovoltaic | PV | IPP Non-CHP | 2 | 1 | 1 | 1 | 6 | 2022 |  | Y | [8 empty] | 180 | 60 | 1.4 | Y | [5 empty] | N |  | Y | 1.4
64147 | Rice Community Solar Two LLC | 64480 | Rice Two Solar CSG | MN | Rice | TC3 | OP | Solar Photovoltaic | PV | IPP Non-CHP | 2 | 0.8 | 0.8 | 0.8 | 4 | 2021 |  | Y | [8 empty] | 180 |  | 1.2 | Y | [5 empty] | N |  | Y | 1.2
64144 | Arlington Energy Center II | 64481 | Arlington Energy Center II | CA | Riverside | AEC1 | OP | Solar Photovoltaic | PV | IPP Non-CHP | 2 | 100 | 100 | 100 | 3 | 2022 |  | Y | [8 empty] | 0 |  | 135.8 | Y | [5 empty] | N |  | N
63359 | REA Investments, LLC | 64482 | Novel Stavem Solar LLC CSG | MN | Pope | STAVM | OP | Solar Photovoltaic | PV | IPP Non-CHP | 2 | 1 | 1 | 1 | 9 | 2021 |  | Y | [8 empty] | 180 | 60 | 1.4 | Y | [5 empty] | N |  | Y | 1.4
63359 | REA Investments, LLC | 64483 | Novel Sunnyfield Farms Solar LLC CSG | MN | Wabasha | SNYFD | OP | Solar Photovoltaic | PV | IPP Non-CHP | 2 | 1 | 1 | 1 | 6 | 2022 |  | Y | [8 empty] | 180 | 60 | 1.4 | Y | [5 empty] | N |  | Y | 1.4
63359 | REA Investments, LLC | 64486 | Novel David Solar LLC CSG | MN | Waseca | DAVID | OP | Solar Photovoltaic | PV | IPP Non-CHP | 2 | 1 | 1 | 1 | 3 | 2022 |  | Y | [8 empty] | 180 | 60 | 1.4 | Y | [5 empty] | N |  | Y | 1.4
63359 | REA Investments, LLC | 64487 | Novel Huneke Solar LLC CSG | MN | Goodhue | HNKE | OP | Solar Photovoltaic | PV | IPP Non-CHP | 2 | 1 | 1 | 1 | 9 | 2021 |  | Y | [8 empty] | 180 | 60 | 1.4 | Y | [5 empty] | N |  | Y | 1.4
63359 | REA Investments, LLC | 64488 | Novel Denzer Solar LLC CSG | MN | Winona | DNZR | OP | Solar Photovoltaic | PV | IPP Non-CHP | 2 | 1 | 1 | 1 | 7 | 2022 |  | Y | [8 empty] | 180 | 60 | 1.4 | Y | [5 empty] | N |  | Y | 1.4
64143 | Hendershot Solar, LLC | 64496 | Hendershot Solar, LLC | MI | Lenawee | FACHE | OP | Solar Photovoltaic | PV | IPP Non-CHP | 2 | 2 | 2 | 2 | 1 | 2021 |  | Y | [8 empty] | 1 | 60 | 2.8 | Y | [5 empty] | N |  | N
64142 | Hazel Solar, LLC | 64497 | Hazel Solar, LLC | MI | Montcalm | FACHA | OP | Solar Photovoltaic | PV | IPP Non-CHP | 2 | 2 | 2 | 2 | 2 | 2021 |  | Y | [8 empty] | 1 | 60 | 2.8 | Y | [5 empty] | N |  | N
64141 | Geddes 2 Solar, LLC | 64498 | Geddes 2 Solar, LLC | MI | Saginaw | FACG2 | OP | Solar Photovoltaic | PV | IPP Non-CHP | 2 | 2 | 2 | 2 | 1 | 2021 |  | Y | [8 empty] | 1 | 60 | 2.8 | Y | [5 empty] | N |  | N
64140 | Bullhead Solar, LLC | 64499 | Bullhead Solar, LLC | MI | Hillsdale | FACBH | OP | Solar Photovoltaic | PV | IPP Non-CHP | 2 | 2 | 2 | 2 | 1 | 2021 |  | Y | [8 empty] | 1 | 60 | 2.8 | Y | [5 empty] | Y | 2 | N
64139 | Angola Solar, LLC | 64500 | Angola Solar, LLC | MI | Branch | FACAN | OP | Solar Photovoltaic | PV | IPP Non-CHP | 2 | 2 | 2 | 2 | 1 | 2021 |  | Y | [8 empty] | 1 | 60 | 2.8 | Y | [5 empty] | Y | 2 | N
60268 | Hartz Solar, LLC | 64502 | 7448 Candlewood Road | MD | Anne Arundel | 1 | OP | Solar Photovoltaic | PV | Commercial Non-CHP | 4 | 1.5 | 1.5 | 1.2 | 4 | 2020 |  |  |  | Y | [6 empty] | 222 | 15 | 1.9 | Y | [5 empty] | N |  | Y | 1.9
64149 | Palmer Community Solar LLC | 64503 | Palmer Community Solar LLC CSG | MN | Chisago | PALM | OP | Solar Photovoltaic | PV | IPP Non-CHP | 2 | 1 | 1 | 1 | 8 | 2021 |  | Y | [8 empty] | 180 |  | 1.5 | Y | [5 empty] | N |  | Y | 1.5
64150 | Medin 2 Community Solar LLC | 64504 | Medin 2 Community Solar LLC CSG | MN | Chisago | MED2 | OP | Solar Photovoltaic | PV | IPP Non-CHP | 2 | 1 | 1 | 1 | 8 | 2021 |  | Y | [8 empty] | 180 |  | 1.5 | Y | [5 empty] | N |  | Y | 1.5
64148 | Cokato Holdco LLC | 64506 | Cokato CSG | MN | Wright | COK | OP | Solar Photovoltaic | PV | IPP Non-CHP | 2 | 4 | 4 | 4 | 8 | 2021 |  | Y | [8 empty] | 25 |  | 5 | Y | [5 empty] | N |  | Y | 5
13683 | North Carolina El Member Corp | 64508 | Hall Solar Energy Storage | NC | Duplin | SOL1 | OP | Solar Photovoltaic | PV | Electric Utility | 1 | 2 | 2 | 2 | 1 | 2022 |  | Y | [8 empty] | 180 | 20 | 2.6 | Y | [5 empty] | N |  | N
13683 | North Carolina El Member Corp | 64514 | Ludie Brown Solar Energy Storage | NC | Duplin | SOL1 | OP | Solar Photovoltaic | PV | Electric Utility | 1 | 2 | 2 | 2 | 1 | 2022 |  | N |  | Y | [6 empty] | 180 | 20 | 2.6 |  | Y |  |  |  |  | N |  | N
13683 | North Carolina El Member Corp | 64516 | Lowe Solar Energy Storage | NC | Randolph | SOL1 | OP | Solar Photovoltaic | PV | Electric Utility | 1 | 2 | 2 | 2 | 1 | 2022 |  |  |  | Y | [6 empty] | 180 | 25 | 2.5 | Y | [5 empty] | N |  | N
58970 | Ecoplexus, Inc | 64517 | Department of Justice | CA | Sacramento | DOJ | OP | Solar Photovoltaic | PV | IPP Non-CHP | 2 | 2.4 | 2.4 | 2.4 | 4 | 2020 |  | Y |  | Y | [6 empty] | 180 | 7.4 | 2.8 | Y | [5 empty] | N |  | N
58970 | Ecoplexus, Inc | 64518 | CA Institute for Women | CA | San Bernardino | CIW | OP | Solar Photovoltaic | PV | IPP Non-CHP | 2 | 1 | 1 | 1 | 2 | 2020 |  | Y |  | N | Y | [5 empty] | 180 | 52 | 1.3 | Y | [5 empty] | N |  | N
58970 | Ecoplexus, Inc | 64519 | Centinela State Prison | CA | Imperial | CENSP | OP | Solar Photovoltaic | PV | IPP Non-CHP | 2 | 6 | 6 | 6 | 12 | 2019 |  | Y |  |  | Y | [5 empty] | 180 | 52 | 8.2 | Y | [5 empty] | N |  | N
13683 | North Carolina El Member Corp | 64520 | Spencer Meadow Solar Energy Storage | NC | Randolph | SOL1 | OP | Solar Photovoltaic | PV | Electric Utility | 1 | 2 | 2 | 2 | 1 | 2022 |  |  |  | Y | [6 empty] | 180 | 25 | 2.5 | Y | [5 empty] | N |  | N
58970 | Ecoplexus, Inc | 64521 | Calipatria State Prison | CA | Imperial | CALSP | OP | Solar Photovoltaic | PV | IPP Non-CHP | 2 | 6 | 6 | 6 | 12 | 2019 |  | Y |  |  | Y | [5 empty] | 180 | 52 | 8.2 | Y | [5 empty] | N |  | N
13683 | North Carolina El Member Corp | 64522 | Old Cedar Solar Energy Storage | NC | Randolph | SOL1 | OP | Solar Photovoltaic | PV | Electric Utility | 1 | 1 | 1 | 1 | 8 | 2021 |  |  |  | Y | [6 empty] | 180 | 20 | 1.3 | Y | [5 empty] | N |  | N
58970 | Ecoplexus, Inc | 64523 | Atascadero State Hospital | CA | San Luis Obispo | ATASC | OP | Solar Photovoltaic | PV | IPP Non-CHP | 2 | 1.1 | 1.1 | 1.1 | 8 | 2020 |  | Y |  |  | Y | [5 empty] | 180 | 52 | 1.4 | Y | [5 empty] | N |  | N
64160 | SoCore Clovis 1 LLC | 64524 | SoCore Clovis 1 | NM | Curry | 79100 | OP | Solar Photovoltaic | PV | IPP Non-CHP | 2 | 2 | 2 | 2 | 4 | 2021 |  | Y |  | Y | [6 empty] | 0 | 0 | 2.5 | Y | [5 empty] | Y | 2.5 | N
62923 | Solar Planet Power | 64525 | Troupsburg | NY | Steuben | TB1 | OP | Solar Photovoltaic | PV | IPP Non-CHP | 2 | 7 | 7 | 7 | 12 | 2020 |  |  |  | Y | [6 empty] | 0 | 30 | 8.7 | Y | [5 empty] | N |  | N
62915 | Madison Energy Holdings LLC | 64526 | Raboth - Marion Drive | MA | Plymouth | RABTH | OP | Solar Photovoltaic | PV | IPP Non-CHP | 2 | 3.5 | 3.5 | 3.5 | 3 | 2021 |  |  |  | Y | [6 empty] | 36 | 7 | 4.6 | Y | [5 empty] | N |  | N
64778 | Strata Manager, LLC | 64527 | Flatwood Farm | NC | Chatham | 16507 | OP | Solar Photovoltaic | PV | IPP Non-CHP | 2 | 5 | 5 | 5 | 12 | 2018 |  |  |  | Y | [6 empty] | 180 | 20 | 6.5 | Y | [5 empty] | N |  | N
6455 | Duke Energy Florida, LLC | 64533 | Fort Green Solar Power Plant | FL | Hardee | PV1 | OP | Solar Photovoltaic | PV | Electric Utility | 1 | 74.9 | 74.9 | 74.9 | 8 | 2022 |  |  |  | Y | [6 empty] | 0 | 15 | 126.7 | Y | [5 empty] | N |  | N
64170 | Camden Solar LLC | 64535 | Camden Solar LLC | NC | Camden | KOV4A | OP | Solar Photovoltaic | PV | IPP Non-CHP | 2 | 20 | 20 | 20 | 11 | 2021 |  | Y | [8 empty] | 0 |  | 29.3 | Y | [5 empty] | N |  | N
64167 | Corazon Energy LLC | 64538 | Corazon Energy LLC | TX | Webb | KOV4A | OP | Solar Photovoltaic | PV | IPP Non-CHP | 2 | 200 | 200 | 200 | 8 | 2021 | Y | Y | N | [7 empty] | 0 | 52 | 265 | Y | N |  |  |  |  | N |  | N
64175 | FPS Coxsackie Solar LLC | 64542 | Coxsackie Solar | NY | Greene | 1 | OP | Solar Photovoltaic | PV | IPP Non-CHP | 2 | 5 | 5 | 5 | 10 | 2022 |  | Y | [8 empty] | 43.3 |  | 6.6 | Y | [5 empty] | N |  | N
64120 | Smithfield Solar Farm | 64549 | Smithfield Solar Farm, LLC | RI | Providence | PV1 | OP | Solar Photovoltaic | PV | IPP Non-CHP | 2 | 2.4 | 2.4 | 2.4 | 7 | 2020 |  |  |  | Y | [6 empty] | 180 | 20 | 3.3 | Y | [5 empty] | N |  | N
64181 | Riverstart Solar Park LLC | 64553 | Riverstart Solar Park LLC | IN | Randolph | GEN01 | OP | Solar Photovoltaic | PV | IPP Non-CHP | 2 | 200 | 200 | 200 | 12 | 2021 |  | Y | [8 empty] | 180 | 0 | 220 | Y | [5 empty] | N |  | N
61227 | Nautilus Solar Solutions | 64554 | Bright Field Solar LLC(CSG) | NY | Allegany | BF | OP | Solar Photovoltaic | PV | IPP Non-CHP | 2 | 4 | 4 | 4 | 12 | 2021 |  |  |  | Y | [6 empty] | 180 | 25 | 5.3 | Y | [5 empty] | N |  | Y | 5.3
61227 | Nautilus Solar Solutions | 64555 | Bright Oak Solar LLC(CSG) | NY | Genesee | BO | OP | Solar Photovoltaic | PV | IPP Non-CHP | 2 | 4 | 4 | 4 | 12 | 2021 |  |  |  | Y | [6 empty] | 180 | 25 | 5.8 | Y | [5 empty] | N |  | Y | 5.8
61227 | Nautilus Solar Solutions | 64556 | Bright Hill Solar LLC(CSG) | NY | Livingston | BH | OP | Solar Photovoltaic | PV | IPP Non-CHP | 2 | 5 | 5 | 5 | 12 | 2021 |  |  |  | Y | [6 empty] | 180 | 25 | 6.8 | Y | [5 empty] | N |  | Y | 6.8
61227 | Nautilus Solar Solutions | 64557 | River Valley LLC (NY) (CSG) | NY | Cattaraugus | RV | OP | Solar Photovoltaic | PV | IPP Non-CHP | 2 | 5 | 5 | 5 | 12 | 2021 |  |  |  | Y | [6 empty] | 180 | 25 | 6.9 | Y | [5 empty] | N |  | Y | 6.8
64187 | Wallingford Renewable Energy, LLC | 64559 | Wallingford Solar | CT | New Haven | WS | OP | Solar Photovoltaic | PV | IPP Non-CHP | 2 | 16.1 | 16.1 | 16.1 | 9 | 2021 |  | N |  | Y | [6 empty] | 180 | 10 | 20.7 | Y | [5 empty] | Y | 7.5 | Y | 7.5
64189 | 237 State Route 96 Site 2, LLC | 64560 | Tioga Solar South(CSG) | NY | Tioga | TSS | OP | Solar Photovoltaic | PV | IPP Non-CHP | 2 | 5 | 5 | 5 | 11 | 2021 |  |  |  | Y | [6 empty] | 180 | 20 | 6.6 | Y | [5 empty] | N |  | Y | 6.6
64190 | 237 State Route 96 Site 1, LLC | 64561 | Tioga Solar North(CSG) | NY | Tioga | TSN | OP | Solar Photovoltaic | PV | IPP Non-CHP | 2 | 5 | 5 | 5 | 11 | 2021 |  |  |  | Y | [6 empty] | 180 | 20 | 6.6 | Y | [5 empty] | N |  | Y | 6.6
64193 | Washingtonville | 64562 | Washingtonville(CSG) | NY | Orange | WAS | OP | Solar Photovoltaic | PV | IPP Non-CHP | 2 | 2 | 2 | 2 | 11 | 2021 |  | Y | [8 empty] | 25 |  | 2.8 | Y | [5 empty] | N |  | Y | 2
63359 | REA Investments, LLC | 64563 | Novel Stein Solar LLC CSG | MN | Chisago | STEIN | OP | Solar Photovoltaic | PV | IPP Non-CHP | 2 | 1 | 1 | 1 | 9 | 2022 |  | Y | [8 empty] | 180 | 60 | 1.4 | Y | [5 empty] | N |  | Y | 1.4
64199 | Arlington Energy Center III | 64564 | Arlington Energy Center III | CA | Riverside | AEC3 | OP | Solar Photovoltaic | PV | IPP Non-CHP | 2 | 131 | 131 | 131 | 8 | 2022 |  | Y | [8 empty] | 0 |  | 164 | Y | [5 empty] | N |  | N
62715 | Westbound Solar LLC | 64565 | Apalachicola | GA | Richmond | GPAPA | OP | Solar Photovoltaic | PV | IPP Non-CHP | 2 | 2.5 | 2.5 | 2.5 | 11 | 2019 |  | Y | [8 empty] | 55 |  | 3.5 | Y | [5 empty] | N |  | N
61012 | AES Distributed Energy | 64566 | Central Line Solar, LLC | AZ | Pinal | CNTRL | OP | Solar Photovoltaic | PV | IPP Non-CHP | 2 | 100 | 100 | 100 | 4 | 2022 |  | Y | [8 empty] | 0 | 25 | 125 |  | Y |  |  |  |  | Y | 125 | N
61012 | AES Distributed Energy | 64568 | Letts Creek Solar, LLC | MI | Jackson | LETTS | OP | Solar Photovoltaic | PV | IPP Non-CHP | 2 | 15 | 15 | 15 | 12 | 2022 | [9 empty] | Y |  |  | 19.9 | Y | [5 empty] | Y | 15 | N
62715 | Westbound Solar LLC | 64569 | Arnold Cochran | GA | Bleckley | GPACO | OP | Solar Photovoltaic | PV | IPP Non-CHP | 2 | 1.7 | 1.7 | 1.7 | 4 | 2020 |  | Y | [8 empty] | 55 |  | 2.3 | Y | [5 empty] | N |  | N
62715 | Westbound Solar LLC | 64570 | Columbia Substation | GA | Columbia | GPCOL | OP | Solar Photovoltaic | PV | IPP Non-CHP | 2 | 2 | 2 | 2 | 5 | 2020 |  | Y | [8 empty] | 55 |  | 2.6 | Y | [5 empty] | N |  | N
62715 | Westbound Solar LLC | 64571 | Coody Cochran | GA | Bleckley | GPCOD | OP | Solar Photovoltaic | PV | IPP Non-CHP | 2 | 2.6 | 2.6 | 2.6 | 10 | 2019 |  | Y | [8 empty] | 55 |  | 3.5 | Y | [5 empty] | N |  | N
64197 | AMP MA Dudley | 64572 | Dudley | MA | Worcester | 1 | OP | Solar Photovoltaic | PV | IPP Non-CHP | 2 | 3 | 3 | 3 | 7 | 2018 |  | Y | [8 empty] | 180 | 25 | 4 | Y | [5 empty] | N |  | Y | 4
64198 | AMP MA Joe Jenny | 64573 | Joe Jenny | MA | Worcester | 1 | OP | Solar Photovoltaic | PV | IPP Non-CHP | 2 | 1 | 1 | 1 | 5 | 2018 |  | Y | [8 empty] | 180 |  | 2 | Y | [5 empty] | N |  | Y | 2
64200 | BWC Bass River LLC | 64574 | Westport Community Solar Garden | MA | Bristol | 1 | OP | Solar Photovoltaic | PV | IPP Non-CHP | 2 | 2 | 2 | 2 | 7 | 2017 |  | Y | [8 empty] | 180 |  | 2.7 | Y | [5 empty] | N |  | Y | 2.7
64201 | BWC Box Pond LLC | 64575 | Mendon | MA | Worcester | 1 | OP | Solar Photovoltaic | PV | IPP Non-CHP | 2 | 2.6 | 2.6 | 2.6 | 12 | 2017 |  | Y | [8 empty] | 180 |  | 3.2 | Y | [5 empty] | N |  | Y | 3.2
64191 | Minisink Solar LLC | 64577 | Minisink CSG | NY | Orange | MIN | OP | Solar Photovoltaic | PV | IPP Non-CHP | 2 | 1 | 1 | 1 | 7 | 2021 |  | Y | [8 empty] | 25 |  | 1 | Y | [5 empty] | N |  | Y | 1
64192 | Slate Hill Solar LLC | 64578 | Slate Hill(CSG) | NY | Orange | SLT | OP | Solar Photovoltaic | PV | IPP Non-CHP | 2 | 2 | 2 | 2 | 11 | 2021 |  | Y | [8 empty] | 25 |  | 2.8 | Y | [5 empty] | N |  | Y | 2
61944 | MN8 Energy LLC | 64579 | Broadway 2 - UC Riverside | CA | Riverside | GEN1 | OP | Solar Photovoltaic | PV | IPP Non-CHP | 2 | 3 | 3 | 3 | 9 | 2014 |  | Y | [8 empty] | 0 | 0 | 3.2 | Y | [5 empty] | N |  | N
61944 | MN8 Energy LLC | 64580 | Broadway 2 - Tucson Phase II | AZ | Pima | GEN | OP | Solar Photovoltaic | PV | IPP Non-CHP | 2 | 3 | 3 | 3 | 12 | 2013 |  | Y | [8 empty] | 0 | 0 | 3.8 | Y | [5 empty] | N |  | N
61012 | AES Distributed Energy | 64581 | Pullman Solar, LLC | MI | Allegan | PULMN | OP | Solar Photovoltaic | PV | IPP Non-CHP | 2 | 20 | 20 | 20 | 12 | 2022 |  | Y | [7 empty] | N | 0 | 0 | 26.1 | Y |  |  |  |  | N | Y | 15 | N
62715 | Westbound Solar LLC | 64582 | Shawnee - GA | GA | Burke | GPSHA | OP | Solar Photovoltaic | PV | IPP Non-CHP | 2 | 2 | 2 | 2 | 10 | 2020 |  | Y | [8 empty] | 55 |  | 2.8 | Y | [5 empty] | N |  | N
62715 | Westbound Solar LLC | 64583 | Westberry Jesup | GA | Wayne | GPWJE | OP | Solar Photovoltaic | PV | IPP Non-CHP | 2 | 2.6 | 2.6 | 2.6 | 1 | 2020 |  | Y | [8 empty] | 55 |  | 3.5 | Y | [5 empty] | N |  | N
62715 | Westbound Solar LLC | 64584 | Fountain Folkston | GA | Charlton | GPFTF | OP | Solar Photovoltaic | PV | IPP Non-CHP | 2 | 2.1 | 2.1 | 2.1 | 11 | 2019 |  | Y | [8 empty] | 55 |  | 2.8 | Y | [5 empty] | N |  | N
62715 | Westbound Solar LLC | 64585 | Harris Shiloh | GA | Harris | GPHAR | OP | Solar Photovoltaic | PV | IPP Non-CHP | 2 | 2.1 | 2.1 | 2.1 | 4 | 2020 |  | Y | [8 empty] | 55 |  | 2.8 | Y | [5 empty] | N |  | N
62715 | Westbound Solar LLC | 64586 | Polk Cedartown | GA | Polk | GPPOL | OP | Solar Photovoltaic | PV | IPP Non-CHP | 2 | 2.2 | 2.2 | 2.2 | 10 | 2019 |  | Y | [8 empty] | 55 |  | 3 | Y | [5 empty] | N |  | N
64202 | BWC Buckmaster Pond LLC | 64587 | Dover | MA | Norfolk | 1 | OP | Solar Photovoltaic | PV | IPP Non-CHP | 2 | 1 | 1 | 1 | 8 | 2017 |  | Y | [8 empty] | 180 |  | 1.4 | Y | [5 empty] | N |  | Y | 1.4
64203 | BWC Connecticut River LLC | 64588 | Adirondack A+B Community Solar Garden | MA | Bristol | 1 | OP | Solar Photovoltaic | PV | IPP Non-CHP | 2 | 5 | 5 | 5 | 12 | 2018 |  | Y | [8 empty] | 180 |  | 7 | Y | [5 empty] | N |  | Y | 7
64204 | BWC Hamilton Brook LLC | 64589 | Westport B Community Solar Garden | MA | Bristol | 1 | OP | Solar Photovoltaic | PV | IPP Non-CHP | 2 | 4.5 | 4.5 | 4.5 | 11 | 2018 |  | Y | [8 empty] | 180 | 15 | 6 | Y | [5 empty] | N |  | Y | 6
11479 | Madison Gas & Electric Co | 64590 | O'Brien Solar Fields | WI | Dane | OBSFN | OP | Solar Photovoltaic | PV | Electric Utility | 1 | 8.3 | 8.3 | 8.3 | 5 | 2021 |  | Y | [8 empty] | 180 | 0 | 9.1 | Y | [5 empty] | N |  | N
11479 | Madison Gas & Electric Co | 64590 | O'Brien Solar Fields | WI | Dane | OBSFS | OP | Solar Photovoltaic | PV | Electric Utility | 1 | 8.3 | 8.3 | 8.3 | 5 | 2021 |  | Y | [8 empty] | 180 | 0 | 9 | Y | [5 empty] | N |  | N
11479 | Madison Gas & Electric Co | 64590 | O'Brien Solar Fields | WI | Dane | OBSFW | OP | Solar Photovoltaic | PV | Electric Utility | 1 | 5.5 | 5.5 | 5.5 | 5 | 2021 |  | Y | [8 empty] | 180 | 0 | 6.1 | Y | [5 empty] | N |  | N
64210 | Lapeer-Cortland Solar, LLC | 64593 | Bellisario Solar 1 | NY | Cortland | B1 | OP | Solar Photovoltaic | PV | IPP Non-CHP | 2 | 5 | 5 | 5 | 3 | 2021 |  |  |  | Y | [6 empty] | 180 | 20 | 7.5 | Y | [5 empty] | Y | 7.5 | N
64210 | Lapeer-Cortland Solar, LLC | 64594 | Bellisario Solar 2 | NY | Cortland | B1 | OP | Solar Photovoltaic | PV | IPP Non-CHP | 2 | 5 | 5 | 5 | 10 | 2021 |  |  |  | Y | [6 empty] | 180 | 20 | 7.5 | Y | [5 empty] | Y | 7.5 | N
64210 | Lapeer-Cortland Solar, LLC | 64595 | Bellisario Solar 3 | NY | Cortland | B1 | OP | Solar Photovoltaic | PV | IPP Non-CHP | 2 | 5 | 5 | 5 | 10 | 2021 |  |  |  | Y | [6 empty] | 180 | 20 | 7.5 | Y | [5 empty] | Y | 7.5 | N
62067 | EnterSolar | 64600 | Prologis L.P | CA | San Joaquin | PLDPL | OP | Solar Photovoltaic | PV | IPP Non-CHP | 2 | 3 | 3 | 3 | 8 | 2018 |  |  |  | Y | [6 empty] | 180 | 10 | 3.8 | Y | [5 empty] | Y | 3.8 | N
62854 | Solar Star California LXXVIII, LLC | 64601 | County of San Diego COC Hybrid | CA | San Diego | PV | OP | Solar Photovoltaic | PV | IPP Non-CHP | 2 | 1.7 | 1.7 | 1.1 | 7 | 2020 |  |  |  | Y | Y | [5 empty] | 182 | 10 | 2.2 | Y | [5 empty] | Y | 2.2 | N
61227 | Nautilus Solar Solutions | 64602 | Kirby Road Solar, LLC | MD | Prince Georges | KBR | OP | Solar Photovoltaic | PV | IPP Non-CHP | 2 | 1.3 | 1.3 | 1.3 | 6 | 2021 |  |  |  | Y | [6 empty] | 180 | 25 | 2 | Y | [5 empty] | N |  | Y | 2
61227 | Nautilus Solar Solutions | 64603 | TPE King Solar Holdings1, LLC (CSG) | RI | Providence | KING1 | OP | Solar Photovoltaic | PV | IPP Non-CHP | 2 | 12.7 | 12.7 | 12.7 | 4 | 2022 |  |  |  | Y | [6 empty] | 180 | 25 | 16.3 | Y | [5 empty] | N |  | Y | 16.3
60531 | Standard Solar | 64604 | MNCPPC Randall Farm | MD | Prince Georges | X0009 | OP | Solar Photovoltaic | PV | IPP Non-CHP | 2 | 1.4 | 1.4 | 1.4 | 4 | 2020 |  |  |  | Y | [6 empty] | 0 | 20 | 1.8 | Y | [5 empty] | Y | 1.8 | N
61227 | Nautilus Solar Solutions | 64606 | Burns Solar One LLC | MD | Baltimore | 64606 | OP | Solar Photovoltaic | PV | IPP Non-CHP | 2 | 2 | 2 | 2 | 12 | 2020 |  |  |  | Y | [6 empty] | 180 | 25 | 4.8 | Y | [5 empty] | N |  | N
61227 | Nautilus Solar Solutions | 64608 | Hostetter Solar One, LLC | MD | Washington | 64608 | OP | Solar Photovoltaic | PV | IPP Non-CHP | 2 | 2 | 2 | 2 | 12 | 2020 |  |  |  | Y | [6 empty] | 180 | 25 | 2.8 | Y | [5 empty] | N |  | N
64220 | Solar Star Prime 5, LLC | 64610 | Amazon MDW6 Solar Project | IL | Will | MDW6 | OA | Solar Photovoltaic | PV | IPP Non-CHP | 2 | 1.9 | 1.9 | 1.6 | 12 | 2020 |  |  |  | Y | [6 empty] | 180 | 10 | 3 | Y | [5 empty] | N |  | N
64229 | SEPV Sierra, LLC | 64611 | SEPV Sierra | CA | Los Angeles | 2 | OP | Solar Photovoltaic | PV | IPP Non-CHP | 2 | 3 | 3 | 3 | 4 | 2020 |  | Y | [8 empty] | 180 |  | 3 | Y | [5 empty] | N |  | N
64234 | Kearsarge William Way LLC | 64617 | Kearsarge William Way | MA | Norfolk | BWW | OP | Solar Photovoltaic | PV | IPP Non-CHP | 2 | 4.4 | 4.4 | 4.4 | 12 | 2021 |  |  |  | Y | [6 empty] | 180 | 20 | 6.3 | Y | [5 empty] | N |  | Y | 6.3
64235 | Kearsarge Haverhill LLC | 64618 | Kearsarge Haverhill | MA | Essex | HAV | OP | Solar Photovoltaic | PV | IPP Non-CHP | 2 | 2.8 | 2.8 | 2.8 | 3 | 2021 |  |  |  | Y | [6 empty] | 180 | 15 | 3.6 | Y | [5 empty] | N |  | Y | 3.6
64237 | Kearsarge Montague BD LLC | 64620 | Kearsarge Montague BD(CSG) | MA | Franklin | MBD | OP | Solar Photovoltaic | PV | IPP Non-CHP | 2 | 2.5 | 2.5 | 2.5 | 11 | 2021 |  |  |  | Y | [6 empty] | 180 | 20 | 3 | Y | [5 empty] | N |  | Y | 3
61944 | MN8 Energy LLC | 64624 | Hudson - High Desert Hybrid | CA | San Bernardino | GEN1 | OP | Solar Photovoltaic | PV | IPP Non-CHP | 2 | 100 | 100 | 100 | 12 | 2021 |  | Y | [8 empty] | 180 | 0 | 130.4 | Y | [5 empty] | N |  | N
64241 | Blodgett Street Solar 1, LLC | 64627 | Blodgett Solar CSG | MA | Middlesex | BLD | OP | Solar Photovoltaic | PV | IPP Non-CHP | 2 | 5 | 5 | 5 | 8 | 2021 |  | Y | [8 empty] | 25 |  | 10 | Y | [5 empty] | N |  | Y | 5
63511 | Luminace Solar Illinois 2, LLC | 64628 | Slidematic at Rockford | IL | Winnebago | SLIDE | OP | Solar Photovoltaic | PV | IPP Non-CHP | 2 | 1.8 | 1.8 | 1.8 | 3 | 2022 |  | Y | [8 empty] | 180 |  | 2.5 | Y | [5 empty] | N |  | N
63511 | Luminace Solar Illinois 2, LLC | 64629 | JM Huber at Quincy | IL | Adams | JMH | OP | Solar Photovoltaic | PV | IPP Non-CHP | 2 | 1.5 | 1.5 | 1.5 | 12 | 2021 |  |  |  | Y | [6 empty] | 180 | 20 | 1.8 | Y | [5 empty] | Y | 1.8 | N
50123 | Leeward Asset Management, LLC | 64630 | Rabbitbrush Solar, LLC | CA | Kern | GEN01 | OP | Solar Photovoltaic | PV | IPP Non-CHP | 2 | 100 | 100 | 100 | 10 | 2022 |  |  | Y | N | [8 empty] | 125.1 |  |  |  | Y |  |  | N |  | N
18454 | Tampa Electric Co | 64631 | Jamison Solar (FL) | FL | Polk | 1 | OP | Solar Photovoltaic | PV | Electric Utility | 1 | 74.5 | 74.5 | 74.5 | 4 | 2022 |  | Y | [8 empty] | 180 |  | 85.6 |  | Y |  |  |  |  | N |  | N
64249 | Big River Solar, LLC | 64637 | Big River Solar | IL | White | BRS | OP | Solar Photovoltaic | PV | IPP Non-CHP | 2 | 149 | 149 | 149 | 8 | 2022 |  | Y | [8 empty] | 90 |  | 209.6 |  | Y |  |  |  |  | N |  | N
3046 | Duke Energy Progress - (NC) | 64640 | Hot Springs Energy Storage & Microgrid | NC | Madison | PV1 | OP | Solar Photovoltaic | PV | Electric Utility | 1 | 1.9 | 1.9 | 1.9 | 7 | 2022 |  |  |  | Y | [6 empty] | 25 | 20 | 2.7 | Y | [5 empty] | N |  | N
18454 | Tampa Electric Co | 64641 | Big Bend II Solar | FL | Hillsborough | 2 | OP | Solar Photovoltaic | PV | Electric Utility | 1 | 45.8 | 45.8 | 45.8 | 1 | 2022 |  | Y | [8 empty] | 180 |  | 52.4 |  | Y |  |  |  |  | N |  | N
61227 | Nautilus Solar Solutions | 64642 | P52ES 1755 Henryton Rd Phase 1 LLC CSG | MD | Howard | HCSG | OP | Solar Photovoltaic | PV | IPP Non-CHP | 2 | 1.9 | 1.9 | 1.9 | 6 | 2021 |  |  |  | Y | [6 empty] | 180 | 52 | 2.3 | Y | [5 empty] | N |  | N
61227 | Nautilus Solar Solutions | 64643 | P52ES 1755 Henryton Rd Phase 2 LLC | MD | Howard | HVNM | OP | Solar Photovoltaic | PV | IPP Non-CHP | 2 | 1.9 | 1.9 | 1.9 | 6 | 2021 |  |  |  | Y | [6 empty] | 180 | 52 | 2.6 | Y | [5 empty] | N |  | N
61227 | Nautilus Solar Solutions | 64644 | White Marsh Solar | MD | Baltimore | WM | OP | Solar Photovoltaic | PV | IPP Non-CHP | 2 | 1.5 | 1.5 | 1.5 | 12 | 2020 |  | Y | [8 empty] | 180 | 52 | 1.8 | Y | [5 empty] | N |  | Y | 1.8
61227 | Nautilus Solar Solutions | 64645 | Mason Solar One LLC | MD | Cecil | MAS | OP | Solar Photovoltaic | PV | IPP Non-CHP | 2 | 1 | 1 | 1 | 11 | 2020 |  | Y | [8 empty] | 180 | 52 | 1.5 | Y | [5 empty] | N |  | Y | 1.5
61227 | Nautilus Solar Solutions | 64646 | Pittman Solar One LLC | MD | Washington | PITT | OP | Solar Photovoltaic | PV | IPP Non-CHP | 2 | 2 | 2 | 2 | 12 | 2020 |  |  |  | Y | [6 empty] | 180 | 25 | 2.8 | Y | [5 empty] | N |  | Y | 2.8
61227 | Nautilus Solar Solutions | 64647 | Bulldog Solar One, LLC | MD | Prince Georges | QAB | OP | Solar Photovoltaic | PV | IPP Non-CHP | 2 | 2 | 2 | 2 | 11 | 2020 |  |  |  | Y | [6 empty] | 180 | 25 | 2.8 | Y | [5 empty] | N |  | Y | 2.8
61227 | Nautilus Solar Solutions | 64648 | Pivot Solar 4 LLC (CSG) | CO | Weld | SC | OP | Solar Photovoltaic | PV | IPP Non-CHP | 2 | 2 | 2 | 2 | 7 | 2022 |  | Y | [10 empty] | 2.8 | Y | [5 empty] | N |  | Y | 2.8
61227 | Nautilus Solar Solutions | 64649 | Pivot Solar 1 LLC (CSG) | CO | Garfield | SC | OP | Solar Photovoltaic | PV | IPP Non-CHP | 2 | 1 | 1 | 1 | 7 | 2022 |  | Y | [10 empty] | 1.4 | Y | [5 empty] | N |  | Y | 1.4
61227 | Nautilus Solar Solutions | 64650 | Pivot Solar 14 LLC (CSG) | CO | Morgan | SC | OP | Solar Photovoltaic | PV | IPP Non-CHP | 2 | 2 | 2 | 2 | 12 | 2022 |  | Y | [10 empty] | 2.8 | Y | [5 empty] | N |  | Y | 2.8
61227 | Nautilus Solar Solutions | 64651 | Pivot Solar 2 LLC (CSG) | CO | Morgan | SC | OP | Solar Photovoltaic | PV | IPP Non-CHP | 2 | 2 | 2 | 2 | 12 | 2022 |  | Y | [10 empty] | 2.8 | Y | [5 empty] | N |  | Y | 2.8
61227 | Nautilus Solar Solutions | 64652 | Pivot Solar 15 LLC (CSG) | CO | Morgan | SC | OP | Solar Photovoltaic | PV | IPP Non-CHP | 2 | 1 | 1 | 1 | 12 | 2022 |  | Y | [10 empty] | 1.4 | Y | [5 empty] | N |  | Y | 1.4
61227 | Nautilus Solar Solutions | 64653 | Pivot Solar 7 LLC (CSG) | CO | Garfield | SC | OP | Solar Photovoltaic | PV | IPP Non-CHP | 2 | 2 | 2 | 2 | 7 | 2022 |  | Y | [10 empty] | 2.8 | Y | [5 empty] | N |  | Y | 2.8
61227 | Nautilus Solar Solutions | 64654 | Pivot Solar 3 LLC (CSG) | CO | Garfield | SC | OP | Solar Photovoltaic | PV | IPP Non-CHP | 2 | 2 | 2 | 2 | 7 | 2022 |  | Y | [10 empty] | 2.8 | Y | [5 empty] | N |  | Y | 2.8
61227 | Nautilus Solar Solutions | 64655 | Pivot Solar 8 LLC (CSG) | CO | Weld | SC | OP | Solar Photovoltaic | PV | IPP Non-CHP | 2 | 2 | 2 | 2 | 7 | 2022 |  | Y | [10 empty] | 2.8 | Y | [5 empty] | N |  | Y | 2.8
18454 | Tampa Electric Co | 64657 | Magnolia Solar | FL | Polk | 1 | OP | Solar Photovoltaic | PV | Electric Utility | 1 | 74.5 | 74.5 | 74.5 | 12 | 2021 |  | Y | [8 empty] | 180 |  | 87.7 |  | Y |  |  |  |  | N |  | N
64258 | Clark Road Solar 1, LLC | 64664 | Clark Road Solar 1, LLC | MA | Worcester | 10604 | OP | Solar Photovoltaic | PV | IPP Non-CHP | 2 | 5 | 5 | 4 | 12 | 2020 |  |  |  | Y | [6 empty] | 180 | 20 | 7.1 | Y | [5 empty] | N |  | Y | 7.1
64255 | Acton H Road Solar 1, LLC | 64673 | Acton | ME | York | ACT | OP | Solar Photovoltaic | PV | IPP Non-CHP | 2 | 3.5 | 3.5 | 3.5 | 12 | 2021 |  |  |  | Y | [6 empty] | 180 | 30 | 4.2 | Y | [5 empty] | Y | 4.2 | N
64256 | Van Buren Solar, LLC | 64674 | Van Buren | NC | Sampson | VAN | OP | Solar Photovoltaic | PV | IPP Non-CHP | 2 | 2 | 2 | 2 | 3 | 2021 |  |  |  | Y | [6 empty] | 180 | 52 | 2.9 | Y | [5 empty] | N |  | N
64257 | Naples Casco Solar 1, LLC | 64675 | Naples | ME | Cumberland | NAP | OP | Solar Photovoltaic | PV | IPP Non-CHP | 2 | 2 | 2 | 2 | 12 | 2021 |  |  |  | Y | [6 empty] | 180 | 25 | 2.6 | Y | [5 empty] | Y | 2.6 | N
60025 | Greenbacker Renewable Energy Corporation | 64676 | Lake Herman | CA | Solano | 359 | OP | Solar Photovoltaic | PV | IPP Non-CHP | 2 | 5 | 5 | 5 | 11 | 2021 |  | Y | [8 empty] | 180 | 52 | 7 | N |  |  |  |  | Y | N |  | N
60025 | Greenbacker Renewable Energy Corporation | 64677 | Ryland Road Solar | NC | Chowan | RYLND | OP | Solar Photovoltaic | PV | IPP Non-CHP | 2 | 5 | 5 | 5 | 9 | 2021 |  | Y | [8 empty] | 180 | 52 | 7.2 | Y | [5 empty] | N |  | N
60025 | Greenbacker Renewable Energy Corporation | 64678 | Windsor Hwy 17 Solar | NC | Bertie | WDH17 | OP | Solar Photovoltaic | PV | IPP Non-CHP | 2 | 5 | 5 | 5 | 11 | 2021 |  | Y | [8 empty] | 180 | 52 | 6.4 | Y | [5 empty] | N |  | N
61227 | Nautilus Solar Solutions | 64679 | Hamlin Solar 1, LLC | NY | Monroe | HS1 | OP | Solar Photovoltaic | PV | IPP Non-CHP | 2 | 5 | 5 | 5 | 12 | 2020 |  | Y | [8 empty] | 180 | 52 | 6.9 | Y | [5 empty] | N |  | Y | 6.9
61227 | Nautilus Solar Solutions | 64680 | Clifton Park Solar 1, LLC | NY | Saratoga | CP1 | OP | Solar Photovoltaic | PV | IPP Non-CHP | 2 | 5 | 5 | 5 | 12 | 2020 |  |  |  | Y | [6 empty] | 180 | 25 | 7.5 | Y | [5 empty] | N |  | Y | 7.5
61227 | Nautilus Solar Solutions | 64681 | Clifton Park Solar 2, LLC | NY | Saratoga | CP2 | OP | Solar Photovoltaic | PV | IPP Non-CHP | 2 | 2 | 2 | 2 | 12 | 2020 |  |  |  | Y | [6 empty] | 180 | 25 | 2.9 | Y | [5 empty] | N |  | Y | 2.9
64254 | Adams Solar SC, LLC | 64682 | Adams | SC | Anderson | ADA | OP | Solar Photovoltaic | PV | IPP Non-CHP | 2 | 2 | 2 | 2 | 11 | 2021 |  | Y | [8 empty] | 180 | 55 | 2.8 | Y | [5 empty] | N |  | N
59213 | Maas Energy Works | 64687 | Van der Hoek Solar Array/ Dairy | CA | Fresno | VDH | OP | Solar Photovoltaic | PV | Industrial Non-CHP | 6 | 2.4 | 3 | 3 | 8 | 2017 |  |  |  | Y | [6 empty] | 40 | 40 | 6 | Y | [5 empty] | Y | 1 | N
64872 | Distributed Solar Development, LLC | 64689 | MD - PR97 (CSG) | MD | Prince Georges | 90029 | OP | Solar Photovoltaic | PV | IPP Non-CHP | 2 | 2 | 2 | 2 | 8 | 2022 |  | Y | N | [7 empty] | 0 |  | 3.1 | Y | [5 empty] | Y | 3.1 | N
49893 | Invenergy Services LLC | 64690 | Todd Solar | MD | Dorchester | 65004 | OP | Solar Photovoltaic | PV | IPP Non-CHP | 2 | 20 | 20 | 20 | 7 | 2021 |  | Y | [8 empty] | 0 |  | 29 | Y | [5 empty] | N |  | N
60025 | Greenbacker Renewable Energy Corporation | 64692 | Fredonia Solar LLC | NY | Chautauqua | 533 | OP | Solar Photovoltaic | PV | IPP Non-CHP | 2 | 1.1 | 1.1 | 1.1 | 9 | 2021 |  |  |  | Y | [7 empty] | 52 | 1.4 | Y | [5 empty] | N |  | N
60025 | Greenbacker Renewable Energy Corporation | 64693 | Dos Palos | CA | Merced | 299 | OP | Solar Photovoltaic | PV | IPP Non-CHP | 2 | 1 | 1 | 1 | 11 | 2021 |  |  |  | Y | [6 empty] | 0 | 25 | 1 | Y | [5 empty] | N |  | N
61012 | AES Distributed Energy | 64696 | Dunstable Solar 1, LLC | MA | Middlesex | DUNST | OP | Solar Photovoltaic | PV | IPP Non-CHP | 2 | 4.5 | 4.5 | 4.5 | 4 | 2021 |  |  |  | Y | [6 empty] | 1 | 25 | 10.4 | Y | [5 empty] | N |  | N
64274 | Swan Garden LLC | 64697 | Swan Garden | MN | Pope | CGS | OP | Solar Photovoltaic | PV | IPP Non-CHP | 2 | 1 | 1 | 1 | 10 | 2021 |  | Y | [8 empty] | 180 |  | 1.5 | Y | [5 empty] | N |  | N
60025 | Greenbacker Renewable Energy Corporation | 64698 | Blue Prairie Solar, LLC | WI | Jackson | 508 | OP | Solar Photovoltaic | PV | IPP Non-CHP | 2 | 2.5 | 2.5 | 2.5 | 8 | 2021 |  | Y | [8 empty] | 180 | 50 | 3.1 | Y | [5 empty] | N |  | N
60025 | Greenbacker Renewable Energy Corporation | 64700 | El Dorado Solar, LLC | CA | El Dorado | 390 | OP | Solar Photovoltaic | PV | IPP Non-CHP | 2 | 1.5 | 1.5 | 1.5 | 4 | 2021 |  | N |  | Y | [6 empty] | 18 | 25 | 1.9 | Y | [5 empty] | N |  | N
64276 | Stanly Solar, LLC | 64702 | Stanly Solar, LLC | NC | Stanly | PGR32 | OP | Solar Photovoltaic | PV | IPP Non-CHP | 2 | 50 | 50 | 50 | 8 | 2022 |  | Y |  | Y | [6 empty] | 0 | 15 | 69 | Y | [5 empty] | N |  | N
56769 | Consolidated Edison Development Inc. | 64705 | Fairhaven MA 2 | MA | Bristol | FHAF | OP | Solar Photovoltaic | PV | IPP Non-CHP | 2 | 2.9 | 2.9 | 2.9 | 9 | 2021 |  |  |  | Y | [6 empty] | 180 | 20 | 4.2 | Y | [5 empty] | N |  | N
63359 | REA Investments, LLC | 64708 | Connexus Solar Baldwin 1BDN | MN | Isanti | C1BDN | OP | Solar Photovoltaic | PV | IPP Non-CHP | 2 | 3.3 | 3.3 | 3.3 | 4 | 2021 |  | Y | [8 empty] | 180 |  | 3.7 | Y | [5 empty] | N |  | N
60571 | AEP Onsite Partners, LLC | 64714 | Rice Lake Solar Array | WI | Barron | RLK01 | OP | Solar Photovoltaic | PV | IPP Non-CHP | 2 | 3.8 | 3.8 | 3.8 | 8 | 2021 |  | Y | [8 empty] | 180 | 52 | 4.5 | Y | [5 empty] | Y | 4.5 | N
61012 | AES Distributed Energy | 64715 | Dusenberry | NY | Rensselaer | DSNBR | OP | Solar Photovoltaic | PV | IPP Non-CHP | 2 | 5 | 5 | 5 | 12 | 2021 |  |  |  | Y | [6 empty] | 5 | 26 | 7.1 | Y | [5 empty] | N |  | Y | 7.1
61012 | AES Distributed Energy | 64716 | Knapp East (CSG) | NY | Genesee | KNPPE | OP | Solar Photovoltaic | PV | IPP Non-CHP | 2 | 5 | 5 | 5 | 12 | 2021 |  |  |  | Y | [6 empty] | 30 | 25 | 6.3 | Y | [5 empty] | N |  | Y | 6.3
61012 | AES Distributed Energy | 64717 | Main Rd Community Solar | NY | Erie | MAINR | OP | Solar Photovoltaic | PV | IPP Non-CHP | 2 | 5 | 5 | 5 | 7 | 2022 |  | Y | [8 empty] | 0 | 0 | 6.4 | Y | [5 empty] | N |  | Y | 5
61012 | AES Distributed Energy | 64718 | Redman North Community Solar | NY | Monroe | RDMNN | OP | Solar Photovoltaic | PV | IPP Non-CHP | 2 | 1.5 | 1.5 | 1.5 | 2 | 2022 |  |  |  | Y | [6 empty] | 0 | 0 | 1.9 | Y | [5 empty] | N |  | Y | 1.9
61012 | AES Distributed Energy | 64719 | Glenmere Lake | NY | Orange | GLNMR | OP | Solar Photovoltaic | PV | IPP Non-CHP | 2 | 2 | 2 | 2 | 6 | 2021 |  |  |  | Y | [6 empty] | 3 | 25 | 3.8 | Y | [5 empty] | Y | 3.8 | N
61012 | AES Distributed Energy | 64720 | Knapp West(CSG) | NY | Genesee | KNPPW | OP | Solar Photovoltaic | PV | IPP Non-CHP | 2 | 5 | 5 | 5 | 12 | 2021 |  |  |  | Y | [6 empty] | 30 | 25 | 6.1 | Y | [5 empty] | N |  | Y | 6.1
61012 | AES Distributed Energy | 64721 | Rowe (CSG) | NY | Cattaraugus | RWEAV | OP | Solar Photovoltaic | PV | IPP Non-CHP | 2 | 5 | 5 | 5 | 11 | 2021 |  |  |  | Y | [6 empty] | 29 | 25 | 7.2 | Y | [5 empty] | N |  | Y | 7.1
61012 | AES Distributed Energy | 64722 | Redman South Community Solar | NY | Monroe | RDMNS | OP | Solar Photovoltaic | PV | IPP Non-CHP | 2 | 5 | 5 | 5 | 2 | 2022 |  |  |  | Y | [6 empty] | 0 | 0 | 6.6 | Y | [5 empty] | N |  | Y | 6.6
64292 | Revity Energy LLC | 64723 | Alton Road Solar | RI | Washington | 50835 | OP | Solar Photovoltaic | PV | IPP Non-CHP | 2 | 13.9 | 13.9 | 11 | 12 | 2019 |  |  |  | Y | [6 empty] | 180 | 20 | 17.6 | Y | [5 empty] | N |  | Y | 17.6
61012 | AES Distributed Energy | 64724 | Townline Community Solar | NY | Genesee | TWNLN | OP | Solar Photovoltaic | PV | IPP Non-CHP | 2 | 5 | 5 | 5 | 2 | 2022 |  |  |  | Y | [6 empty] | 25 | 25 | 6.4 | Y | [5 empty] | N |  | Y | 6.4
61012 | AES Distributed Energy | 64725 | Williams Rd | NY | Niagara | WLMRD | OP | Solar Photovoltaic | PV | IPP Non-CHP | 2 | 4 | 4 | 4 | 9 | 2021 |  |  |  | Y | [6 empty] | 0 | 25 | 5.9 | Y | [5 empty] | Y | 5.9 | N
61012 | AES Distributed Energy | 64726 | West Haydenville PJ Community Solar | MA | Hampshire | WHAYD | OP | Solar Photovoltaic | PV | IPP Non-CHP | 2 | 5 | 5 | 5 | 9 | 2022 |  | Y | [8 empty] | 0 | 0 | 7.9 | Y | [5 empty] | N |  | Y | 7.9
61012 | AES Distributed Energy | 64727 | Brookwood Drive Community Solar | MA | Bristol | BRKWD | OP | Solar Photovoltaic | PV | IPP Non-CHP | 2 | 5 | 5 | 5 | 8 | 2022 |  |  |  | Y | [6 empty] | 1 | 25 | 7.2 |  | Y |  |  |  |  | N |  | Y | 7.2
64295 | SPG IL Brush Creek Solar LLC | 64730 | IL17021 Brush Creek I CSG | IL | Stephenson | BCK17 | OP | Solar Photovoltaic | PV | IPP Non-CHP | 2 | 2 | 2 | 2 | 3 | 2022 |  |  |  | Y | [6 empty] | 180 | 25 | 2.4 |  | Y |  |  |  |  | N |  | Y | 2
64296 | Maple Street Solar 1, LLC | 64731 | Maple(CSG) | MA | Norfolk | MAPLE | OP | Solar Photovoltaic | PV | IPP Non-CHP | 2 | 4 | 4 | 4 | 11 | 2021 |  |  |  | Y | [6 empty] | 180 | 25 | 5.7 | Y | [5 empty] | N |  | Y | 4
64297 | Segunda Solar II, LLC | 64732 | Segunda II (CSG) | IL | LaSalle | SEGU2 | OP | Solar Photovoltaic | PV | IPP Non-CHP | 2 | 2 | 2 | 2 | 11 | 2021 |  | Y | [8 empty] | 25 |  | 3 | Y | [5 empty] | N |  | Y | 2
64298 | Woodlawn Solar II, LLC | 64733 | Woodlawn II (CSG) | IL | Will | WOOD2 | OP | Solar Photovoltaic | PV | IPP Non-CHP | 2 | 2 | 2 | 2 | 12 | 2021 |  | Y | [8 empty] | 25 |  | 3 | Y | [5 empty] | N |  | Y | 2
64299 | Dodds Solar, LLC | 64734 | Dodds (CSG) | IL | Stephenson | DOODS | OP | Solar Photovoltaic | PV | IPP Non-CHP | 2 | 2 | 2 | 2 | 12 | 2021 |  | Y | [8 empty] | 25 |  | 3 | Y | [5 empty] | N |  | N
64300 | Olmstead Solar II, LLC | 64735 | Olmstead II CSG | IL | Stephenson | OLMS2 | OP | Solar Photovoltaic | PV | IPP Non-CHP | 2 | 2 | 2 | 2 | 9 | 2021 |  | Y | [8 empty] | 25 |  | 3 | Y | [5 empty] | N |  | Y | 2
64301 | Wolfcastle Solar, LLC | 64736 | Wolfcastle | IL | DeKalb | WOLFC | OP | Solar Photovoltaic | PV | IPP Non-CHP | 2 | 2 | 2 | 2 | 10 | 2021 |  | Y | [8 empty] | 25 |  | 3 | Y | [5 empty] | N |  | Y | 2
12341 | MidAmerican Energy Co | 64738 | Holliday Creek Solar | IA | Webster | HCS | OP | Solar Photovoltaic | PV | Electric Utility | 1 | 100 | 100 | 100 | 7 | 2022 |  | Y | [8 empty] | 180.5 | 52 | 117.1 | Y | [5 empty] | N |  | N
64304 | Morgan Solar 1 LLC | 64741 | Morgan Solar 1 CSG | IL | Morgan | MORG1 | OP | Solar Photovoltaic | PV | IPP Non-CHP | 2 | 2 | 2 | 2 | 8 | 2021 |  |  |  | Y | [6 empty] | 180 | 52 | 2.9 | Y | [5 empty] | N |  | Y | 2.9
64305 | Morgan Solar 1b LLC | 64742 | Morgan Solar 1b CSG | IL | Morgan | MOR1B | OP | Solar Photovoltaic | PV | IPP Non-CHP | 2 | 2 | 2 | 2 | 8 | 2021 |  |  |  | Y | [6 empty] | 180 | 52 | 3 | Y | [5 empty] | N |  | Y | 3
63058 | DG Northeast 1, LLC | 64746 | Goldman Sachs Carports Solar | NY | Albany | GSCS | OP | Solar Photovoltaic | PV | IPP Non-CHP | 2 | 1 | 1 | 1 | 12 | 2020 |  |  |  | Y | [6 empty] | 188 | 7 | 1.3 | Y | [5 empty] | Y | 1.3 | N
60025 | Greenbacker Renewable Energy Corporation | 64751 | Amazon PSP1 | CA | Riverside | 267 | OP | Solar Photovoltaic | PV | IPP Non-CHP | 2 | 3.8 | 3.8 | 3.8 | 10 | 2021 |  |  |  | Y | [6 empty] | 0 | 0 | 4.7 | Y | [5 empty] | N |  | N
12341 | MidAmerican Energy Co | 64755 | Arbor Hill Solar | IA | Adair | AHS | OP | Solar Photovoltaic | PV | Electric Utility | 1 | 25 | 24 | 24 | 1 | 2022 |  | Y | [8 empty] | 180.5 | 52 | 31.1 | Y | [5 empty] | N |  | N
6452 | Florida Power & Light Co | 64757 | Blue Springs | FL | Jackson | 1 | OP | Solar Photovoltaic | PV | Electric Utility | 1 | 74.5 | 74.5 | 74.5 | 1 | 2022 |  | Y |  | N | [6 empty] | 180 |  | 91.3 | Y | [5 empty] | N |  | N
60868 | Redwood Coast Energy Authority | 64766 | Redwood Coast Airport Microgrid | CA | Humboldt | RCAM1 | OP | Solar Photovoltaic | PV | Electric Utility | 1 | 2.2 | 1.8 | 1.8 | 12 | 2021 |  |  |  | Y | [6 empty] | 225 | 34 | 2.3 | Y | [5 empty] | N |  | N
64316 | IGS Solar LLC | 64779 | IGS Frankfort 2 CSG | IL | Cook | FRAN2 | OP | Solar Photovoltaic | PV | IPP Non-CHP | 2 | 2 | 2 | 2 | 7 | 2021 |  |  |  | Y | [6 empty] | 180 | 52 | 2.3 | Y | [5 empty] | N |  | Y | 2.3
11479 | Madison Gas & Electric Co | 64780 | Hermsdorf Solar | WI | Dane | 1 | OP | Solar Photovoltaic | PV | Electric Utility | 1 | 8 | 8 | 8 | 3 | 2022 |  | Y | [8 empty] | 180 | 0 | 11.6 | Y | [5 empty] | N |  | N
64327 | Kearsarge Westerly LLC | 64781 | Kearsarge Westerly | RI | Washington | WES | OP | Solar Photovoltaic | PV | IPP Non-CHP | 2 | 4 | 4 | 4 | 12 | 2020 |  |  |  | Y | [6 empty] | 180 | 20 | 6 | Y | [5 empty] | N |  | Y | 6
64328 | Kearsarge Fogland LLC | 64782 | Kearsarge Fogland | RI | Newport | TIV | OP | Solar Photovoltaic | PV | IPP Non-CHP | 2 | 2.4 | 2.4 | 2.4 | 11 | 2020 |  |  |  | Y | [6 empty] | 180 | 25 | 2.9 | Y | [5 empty] | N |  | Y | 2.9
64330 | Kearsarge East Providence LLC | 64783 | Kearsarge East Providence | RI | Providence | EPRO | OP | Solar Photovoltaic | PV | IPP Non-CHP | 2 | 2 | 2 | 2 | 12 | 2020 |  |  |  | Y | [6 empty] | 180 | 20 | 2.9 | Y | [5 empty] | N |  | Y | 2.9
64338 | Long John Solar, LLC | 64784 | Long John CSG | IL | DeKalb | LJOHN | OP | Solar Photovoltaic | PV | IPP Non-CHP | 2 | 2 | 2 | 2 | 5 | 2021 |  | Y | [8 empty] | 25 |  | 3 | Y | [5 empty] | N |  | Y | 2
64337 | Woodlawn Solar, LLC | 64785 | Woodlawn CSG | IL | Will | WOOD | OP | Solar Photovoltaic | PV | IPP Non-CHP | 2 | 2 | 2 | 2 | 6 | 2021 |  | Y | [8 empty] | 25 |  | 3 | Y | [5 empty] | N |  | Y | 2
64336 | SPG IL Hurricane Creek Solar LLC | 64786 | Hurricane Creek CSG | IL | Williamson | HRCRK | OP | Solar Photovoltaic | PV | IPP Non-CHP | 2 | 2 | 2 | 2 | 6 | 2021 |  | Y | [8 empty] | 25 |  | 2.9 | Y | [5 empty] | N |  | Y | 2
64335 | Viking Solar, LLC | 64787 | Viking Solar CSG | IL | Macoupin | VIKNG | OP | Solar Photovoltaic | PV | IPP Non-CHP | 2 | 2 | 2 | 2 | 6 | 2021 |  | Y | [8 empty] | 25 |  | 3 | Y | [5 empty] | N |  | Y | 2
64334 | Freehold Solar, LLC | 64788 | Freehold(CSG) | NY | Greene | FRHOL | OP | Solar Photovoltaic | PV | IPP Non-CHP | 2 | 2 | 2 | 2 | 11 | 2021 |  | Y | [8 empty] | 25 |  | 3 | Y | [5 empty] | N |  | Y | 3
64333 | Moraine Solar, LLC | 64789 | Moraine CSG | IL | McLean | MORAI | OP | Solar Photovoltaic | PV | IPP Non-CHP | 2 | 2 | 2 | 2 | 9 | 2021 |  | Y | [8 empty] | 25 |  | 3 | Y | [5 empty] | N |  | Y | 2
60531 | Standard Solar | 64790 | OER Checkerspot | MD | Anne Arundel | CHECK | OP | Solar Photovoltaic | PV | IPP Non-CHP | 2 | 1.5 | 1.5 | 1.5 | 12 | 2021 |  |  |  | Y | N | [5 empty] | 0 | 0 | 2 | Y | [5 empty] | N |  | Y | 1.5
64340 | Energix Leatherwood, LLC | 64817 | Energix Leatherwood, LLC | VA | Henry | ENX10 | OP | Solar Photovoltaic | PV | IPP Non-CHP | 2 | 20 | 20 | 20 | 8 | 2021 |  | Y | [8 empty] | 0 |  | 26 |  | Y |  |  |  |  | N |  | N
63359 | REA Investments, LLC | 64818 | Connexus Solar Stanford 1STF | MN | Anoka | C1STF | OP | Solar Photovoltaic | PV | IPP Non-CHP | 2 | 7.3 | 7.3 | 7.3 | 5 | 2021 |  | Y | [8 empty] | 180 |  | 9.4 | Y | [5 empty] | N |  | N
64343 | Broadway Road Solar, LLC | 64820 | Broadway Road Solar, LLC | NC | Lee | OS | OP | Solar Photovoltaic | PV | IPP Non-CHP | 2 | 2 | 2 | 2 | 12 | 2021 |  | Y | [8 empty] | 0 |  | 2.8 | Y | [5 empty] | N |  | N
64083 | DG Central 1, LLC | 64821 | FELPS 1 - Calaveras | TX | Harris | FLPS1 | OP | Solar Photovoltaic | PV | IPP Non-CHP | 2 | 1 | 1 | 1 | 7 | 2021 |  | Y | [8 empty] | 180 | 60 | 1.4 | Y | [5 empty] | N |  | N
64342 | Wyse Fork Solar Farm, LLC | 64822 | Wyse Fork Solar Farm, LLC | NC | Jones | OS | OP | Solar Photovoltaic | PV | IPP Non-CHP | 2 | 2 | 2 | 2 | 12 | 2021 |  | Y |  | N | [6 empty] | 180 |  | 2.6 | Y | [5 empty] | N |  | N
64083 | DG Central 1, LLC | 64823 | FELPS 2 - Calaveras | TX | Wilson | FLPS2 | OP | Solar Photovoltaic | PV | IPP Non-CHP | 2 | 1 | 1 | 1 | 7 | 2021 |  | Y | [8 empty] | 180 | 60 | 2 | Y | [5 empty] | N |  | N
64083 | DG Central 1, LLC | 64824 | FELPS 3 - Floresville South | TX | Wilson | FLPS3 | OP | Solar Photovoltaic | PV | IPP Non-CHP | 2 | 1 | 1 | 1 | 7 | 2021 |  | Y | [8 empty] | 180 | 60 | 1.6 | Y | [5 empty] | N |  | N
64083 | DG Central 1, LLC | 64825 | FELPS 4 - Floresville South | TX | Wilson | FLPS4 | OP | Solar Photovoltaic | PV | IPP Non-CHP | 2 | 1 | 1 | 1 | 7 | 2021 |  | Y | [8 empty] | 180 | 60 | 1.6 | Y | [5 empty] | N |  | N
64083 | DG Central 1, LLC | 64826 | FELPS 5- Floresville South | TX | Wilson | FLPS5 | OP | Solar Photovoltaic | PV | IPP Non-CHP | 2 | 1 | 1 | 1 | 7 | 2021 |  | Y | [8 empty] | 180 | 60 | 1.4 | Y | [5 empty] | N |  | N
64083 | DG Central 1, LLC | 64827 | FELPS 6- Floresville West | TX | Wilson | FLPS6 | OP | Solar Photovoltaic | PV | IPP Non-CHP | 2 | 1 | 1 | 1 | 7 | 2021 |  | Y | [8 empty] | 180 | 60 | 1.4 | Y | [5 empty] | N |  | N
64083 | DG Central 1, LLC | 64828 | FELPS 7- Floresville West | TX | Wilson | FLPS7 | OP | Solar Photovoltaic | PV | IPP Non-CHP | 2 | 1 | 1 | 1 | 7 | 2021 |  | Y | [8 empty] | 180 | 60 | 1.4 | Y | [5 empty] | N |  | N
64341 | Brightwood Solar, LLC | 64830 | Brightwood Solar, LLC | OR | Clackamas | OS | OP | Solar Photovoltaic | PV | IPP Non-CHP | 2 | 10 | 10 | 10 | 12 | 2021 |  |  |  | Y | [6 empty] | 180 | 60 | 13.5 | Y | [5 empty] | N |  | N
60025 | Greenbacker Renewable Energy Corporation | 64831 | Oak Leaf Solar XVIII LLC | CO | Denver | DIA7 | OP | Solar Photovoltaic | PV | IPP Non-CHP | 2 | 9 | 9 | 9 | 12 | 2021 |  | Y | [8 empty] | 90 | 50 | 11.8 | Y | [5 empty] | N |  | N
60950 | USPS LA Solar FiT A & B | 64836 | Catalina Express | CA | Los Angeles | CATAL | OP | Solar Photovoltaic | PV | IPP Non-CHP | 2 | 1 | 1 | 1 | 12 | 2020 |  |  |  | Y | [6 empty] | 180 | 5 | 1.3 | Y | [5 empty] | N |  | N
60950 | USPS LA Solar FiT A & B | 64837 | Marina South | CA | Los Angeles | MARIN | OP | Solar Photovoltaic | PV | IPP Non-CHP | 2 | 1 | 1 | 1 | 12 | 2020 |  |  |  | Y | [6 empty] | 180 | 5 | 1.2 | Y | [5 empty] | N |  | N
64360 | SR Clay, LLC | 64838 | SR Clay, LLC | GA | Clay | CLAY | OP | Solar Photovoltaic | PV | IPP Non-CHP | 2 | 106 | 106 | 106 | 12 | 2022 |  | Y | [8 empty] | 180 | 20 | 151.4 |  | Y |  |  |  |  | N |  | N
64361 | SR Cedar Springs, LLC | 64840 | SR Cedar Springs, LLC | GA | Early | SRCS | OP | Solar Photovoltaic | PV | IPP Non-CHP | 2 | 70 | 70 | 70 | 12 | 2022 |  | Y | [8 empty] | 180 | 20 | 101 |  | Y |  |  |  |  | N |  | N
64362 | SR DeSoto I, LLC | 64841 | SR DeSoto I, LLC | GA | Lee | SOTOI | OP | Solar Photovoltaic | PV | IPP Non-CHP | 2 | 165 | 165 | 165 | 12 | 2022 |  | Y | [8 empty] | 180 | 20 | 177.4 |  | Y |  |  |  |  | N |  | N
64363 | SR Turkey Creek, LLC | 64842 | SR Turkey Creek, LLC | KY | Garrard | SRTC | OP | Solar Photovoltaic | PV | IPP Non-CHP | 2 | 50 | 50 | 50 | 11 | 2022 |  | Y | [8 empty] | 180 | 20 | 70 |  | Y |  |  |  |  | N |  | N
64359 | SR Washington I, LLC | 64843 | SR Washington I, LLC | TN | Washington | SRWA1 | OP | Solar Photovoltaic | PV | IPP Non-CHP | 2 | 9 | 9 | 9 | 12 | 2021 |  | Y | [8 empty] | 0 |  | 15 | Y | [5 empty] | N |  | N
64353 | Prairie Street Operating, LLC | 64846 | Prairie | CA | Los Angeles | PR000 | OP | Solar Photovoltaic | PV | IPP Non-CHP | 2 | 1.8 | 1.8 | 1.8 | 4 | 2021 |  | Y | [8 empty] | 180 | 10 | 2 | Y | [5 empty] | N |  | N
49893 | Invenergy Services LLC | 64856 | Calhoun Solar | MI | Calhoun | 65009 | OP | Solar Photovoltaic | PV | IPP Non-CHP | 2 | 200 | 200 | 200 | 12 | 2022 |  | Y | [10 empty] | 259 | Y | [5 empty] | N |  | N
60025 | Greenbacker Renewable Energy Corporation | 64860 | Billings Road | VT | Caledonia | 286 | OP | Solar Photovoltaic | PV | IPP Non-CHP | 2 | 1.7 | 1.7 | 1.7 | 11 | 2021 |  |  |  | Y | [6 empty] | 180 | 30 | 2.3 | Y | [5 empty] | N |  | N
60025 | Greenbacker Renewable Energy Corporation | 64861 | Deer Creek 2 | CA | El Dorado | 392 | OP | Solar Photovoltaic | PV | IPP Non-CHP | 2 | 1.3 | 1.3 | 1.3 | 12 | 2021 |  |  |  | Y | [6 empty] | 54 | 25 | 1.6 | Y | [5 empty] | N |  | N
60025 | Greenbacker Renewable Energy Corporation | 64862 | Strobus | WI | Jackson | 515 | OP | Solar Photovoltaic | PV | IPP Non-CHP | 2 | 1.5 | 1.5 | 1.5 | 9 | 2021 |  | Y | [8 empty] | 180 | 50 | 1.9 | Y | [5 empty] | N |  | N
60025 | Greenbacker Renewable Energy Corporation | 64863 | ER Salvage Yard | VT | Lamoille | 284 | OP | Solar Photovoltaic | PV | IPP Non-CHP | 2 | 2.1 | 2.1 | 2.1 | 11 | 2021 |  |  |  | Y | [6 empty] | 180 | 25 | 2.8 | Y | [5 empty] | N |  | N
65173 | United States Solar Corporation | 64866 | USS Wildcat Solar LLC | MN | Goodhue | USSWC | OP | Solar Photovoltaic | PV | IPP Non-CHP | 2 | 1 | 1 | 1 | 11 | 2021 |  | Y | [8 empty] | 0 | 0 | 1.4 | Y | [5 empty] | N |  | N
64372 | Keeversville Solar Energy Center LLC | 64868 | Keeversville Solar CSG | IL | Will | KEEV | OP | Solar Photovoltaic | PV | IPP Non-CHP | 2 | 2 | 2 | 2 | 7 | 2021 |  |  |  | Y | [6 empty] | 180 | 52 | 2.5 | Y | [5 empty] | N |  | Y | 2.5
65173 | United States Solar Corporation | 64869 | Helen CSG 1 LLC | MN | McLeod | HLCSG | OP | Solar Photovoltaic | PV | IPP Non-CHP | 2 | 1 | 1 | 1 | 11 | 2021 |  | Y | [8 empty] | 0 | 0 | 1.4 | Y | [5 empty] | N |  | N
65173 | United States Solar Corporation | 64870 | USS Quail Solar LLC | MN | Wright | USSQL | OP | Solar Photovoltaic | PV | IPP Non-CHP | 2 | 1 | 1 | 1 | 1 | 2022 |  | Y | [8 empty] | 180 |  | 1.4 | Y | [5 empty] | N |  | N
65173 | United States Solar Corporation | 64871 | USS Danube Solar LLC | MN | Renville | USSDA | OP | Solar Photovoltaic | PV | IPP Non-CHP | 2 | 1 | 1 | 1 | 12 | 2021 |  | Y | [8 empty] | 0 | 0 | 1.4 | Y | [5 empty] | N |  | N
64378 | IMG Energy Solutions | 64874 | PG Solar 1 | PA | Allegheny | SGEN1 | OP | Solar Photovoltaic | PV | IPP Non-CHP | 2 | 3 | 3 | 3 | 7 | 2021 |  |  |  | Y | [6 empty] | 210 | 25 | 3.6 | Y | [5 empty] | Y | 3.6 | N
64381 | 276FED WHAM8 Solar, LLC | 64875 | 276 Federal Rd(CSG) | MA | Plymouth | 276FP | OP | Solar Photovoltaic | PV | IPP Non-CHP | 2 | 5 | 5 | 5 | 11 | 2021 |  |  |  | Y | [6 empty] | 180 | 25 | 7.6 | Y | [5 empty] | N |  | Y | 7.6
64380 | 0HAM WHAM8 Solar, LLC | 64876 | 0 Hammond St CSG | MA | Plymouth | 0HAMP | OP | Solar Photovoltaic | PV | IPP Non-CHP | 2 | 4.8 | 4.8 | 4.8 | 10 | 2021 |  | Y | [8 empty] | 25 |  | 12.2 | Y | [5 empty] | N |  | Y | 4.8
64366 | Terra-Gen Operating Co-Hybrid | 64877 | Edwards Sanborn E3 | CA | Kern | PV | OP | Solar Photovoltaic | PV | IPP Non-CHP | 2 | 27.1 | 27.1 | 27.1 | 12 | 2021 |  | Y | N | [9 empty] | 28.6 |  | Y |  |  |  |  | N |  | N
64366 | Terra-Gen Operating Co-Hybrid | 64878 | Edwards Sanborn E1A | CA | Kern | PV | OP | Solar Photovoltaic | PV | IPP Non-CHP | 2 | 149.3 | 149.3 | 149.3 | 8 | 2022 |  | Y | [10 empty] | 157 |  | Y |  |  |  |  | N |  | N
64366 | Terra-Gen Operating Co-Hybrid | 64879 | Edwards Sanborn E2 | CA | Kern | PV | OP | Solar Photovoltaic | PV | IPP Non-CHP | 2 | 137.8 | 137.8 | 137.8 | 12 | 2021 |  |  | Y | [9 empty] | 146.9 |  | Y |  |  |  |  | N |  | N
64382 | UXI CSG Venture 1 8301 LLC | 64880 | Venture 1 - 1A CSG | CO | Adams | 75020 | OP | Solar Photovoltaic | PV | IPP Non-CHP | 2 | 1.5 | 1.5 | 1.5 | 5 | 2021 |  | Y | [8 empty] | 0 | 52 | 2 | Y | [5 empty] | N |  | Y | 2
5701 | El Paso Electric Co | 64881 | NMSU Solar and Storage | NM | Dona Ana | NMSUF | OP | Solar Photovoltaic | PV | Electric Utility | 1 | 3 | 3 | 3 | 4 | 2021 |  |  | Y | [9 empty] | 4.1 | Y | [5 empty] | N |  | N
62836 | Navisun LLC | 64892 | TPE Erath Solar, LLC | TX | Erath | ERATH | OP | Solar Photovoltaic | PV | IPP Non-CHP | 2 | 9.9 | 9.9 | 9.9 | 12 | 2021 |  | Y | [8 empty] | 180 |  | 14 | Y | [5 empty] | N |  | N
64394 | Cuba 2.5ac, LLC | 64903 | Cuba 2.5ac, LLC | NM | Sandoval | SOLAR | OP | Solar Photovoltaic | PV | IPP Non-CHP | 2 | 2.5 | 2.5 | 2.5 | 2 | 2022 |  | Y | N | [6 empty] | N | 5 |  | 3.1 | Y | [5 empty] | N |  | N
63505 | DG Illinois Solar, LLC | 64905 | Mt. Morris Solar CSG | IL | Ogle | MTMIL | OP | Solar Photovoltaic | PV | IPP Non-CHP | 2 | 2 | 2 | 2 | 12 | 2020 |  | Y | [8 empty] | 180 | 20 | 3 | Y | [5 empty] | N |  | N
60025 | Greenbacker Renewable Energy Corporation | 64906 | Hazel | MN | Fillmore | 512 | OP | Solar Photovoltaic | PV | IPP Non-CHP | 2 | 3 | 3 | 3 | 11 | 2021 |  | Y | [8 empty] | 180 | 50 | 3.8 | Y | [5 empty] | N |  | N
60025 | Greenbacker Renewable Energy Corporation | 64907 | Fountain | MN | Fillmore | 511 | OP | Solar Photovoltaic | PV | IPP Non-CHP | 2 | 3 | 3 | 3 | 11 | 2021 |  | Y | [8 empty] | 180 | 50 | 3.8 | Y | [5 empty] | N |  | N
64393 | Tulare Solar Center, LLC | 64909 | Luciana | CA | Tulare | TSC | OP | Solar Photovoltaic | PV | IPP Non-CHP | 2 | 55.8 | 55.8 | 55.8 | 4 | 2022 |  | Y | [8 empty] | 180 |  | 72.5 | Y | [5 empty] | N |  | N
64390 | Brighter Future Solar LLC | 64910 | Brighter Future Solar | NC | Caldwell | BFSNC | OP | Solar Photovoltaic | PV | IPP Non-CHP | 2 | 11 | 11 | 11 | 1 | 2022 |  |  |  | Y | [6 empty] | 230 | 20 | 15.7 | Y | [5 empty] | N |  | N
63505 | DG Illinois Solar, LLC | 64918 | NorthropGrummanSolar(Rolling Meadows,IL) | IL | Cook | NGCIL | OP | Solar Photovoltaic | PV | IPP Non-CHP | 2 | 1.1 | 1.1 | 1.1 | 1 | 2020 |  |  |  | Y | [6 empty] | 180 | 20 | 1.3 | Y | [5 empty] | N |  | N
63505 | DG Illinois Solar, LLC | 64919 | FedEx Chicago Solar Facility | IL | Cook | FDXIL | OP | Solar Photovoltaic | PV | IPP Non-CHP | 2 | 1.5 | 1.5 | 1.5 | 10 | 2020 |  |  |  | Y | [6 empty] | 180 | 20 | 1.8 | Y | [5 empty] | N |  | N
63505 | DG Illinois Solar, LLC | 64920 | GE-Hitachi Solar - Morris, IL | IL | Grundy | GEHIL | OP | Solar Photovoltaic | PV | IPP Non-CHP | 2 | 0.9 | 0.9 | 0.9 | 10 | 2020 |  | Y | [8 empty] | 180 | 20 | 1.3 | Y | [5 empty] | N |  | N
64366 | Terra-Gen Operating Co-Hybrid | 64928 | Edwards Sanborn S3 | CA | Kern | PV | OP | Solar Photovoltaic | PV | IPP Non-CHP | 2 | 37.7 | 37.7 | 37.7 | 3 | 2022 |  | Y | [10 empty] | 41.2 |  | Y |  |  |  |  | N |  | N
64366 | Terra-Gen Operating Co-Hybrid | 64929 | Edwards Sanborn S1 | CA | Kern | PV | OP | Solar Photovoltaic | PV | IPP Non-CHP | 2 | 44.6 | 44.6 | 44.6 | 3 | 2022 |  | Y |  |  | N | [7 empty] | 48.6 |  | Y |  |  |  |  | N |  | N
60025 | Greenbacker Renewable Energy Corporation | 64930 | Stockton (MN) | MN | Winona | 514 | OP | Solar Photovoltaic | PV | IPP Non-CHP | 2 | 2 | 2 | 2 | 11 | 2021 |  | Y | [8 empty] | 180 | 50 | 2.6 | Y | [5 empty] | N |  | N
60025 | Greenbacker Renewable Energy Corporation | 64931 | Capital Hill Solar LLC | NY | Albany | 531 | OP | Solar Photovoltaic | PV | IPP Non-CHP | 2 | 1.5 | 1.5 | 1.5 | 1 | 2022 |  | Y | [8 empty] | 180 | 45 | 1.9 | Y | [5 empty] | N |  | N
60025 | Greenbacker Renewable Energy Corporation | 64932 | Rushford Village | MN | Fillmore | 513 | OP | Solar Photovoltaic | PV | IPP Non-CHP | 2 | 1 | 1 | 1 | 11 | 2021 |  | Y | [8 empty] | 180 | 50 | 1.2 | Y | [5 empty] | N |  | N
64415 | RPNY Solar 1, LLC | 64964 | Rock Island Road Solar Community Solar | NY | St Lawrence | ROCKI | OP | Solar Photovoltaic | PV | IPP Non-CHP | 2 | 3.5 | 3.5 | 3.5 | 7 | 2022 |  | Y | [8 empty] | 180 |  | 4.9 | Y | [5 empty] | N |  | Y | 4.9
64416 | RPNY Solar 2, LLC | 64965 | Bullis Road Solar (CSG) | NY | Erie | BULLS | OP | Solar Photovoltaic | PV | IPP Non-CHP | 2 | 4.5 | 4.5 | 4.5 | 6 | 2022 |  | Y | [8 empty] | 180 |  | 5.7 | Y | [5 empty] | N |  | Y | 5.7
64414 | SV CSG Gardner 1 LLC | 64967 | SV Gardner 1 (Lutz) CSG | IL | Grundy | LUTZ | OP | Solar Photovoltaic | PV | IPP Non-CHP | 2 | 2 | 2 | 2 | 11 | 2021 |  |  |  | Y | [6 empty] | 180 | 52 | 2.9 | Y | [5 empty] | Y | 2.9 | N
60571 | AEP Onsite Partners, LLC | 64969 | Barron Solar Array | WI | Barron | BAR01 | OP | Solar Photovoltaic | PV | IPP Non-CHP | 2 | 3 | 3 | 3 | 8 | 2021 |  | Y | [8 empty] | 180 | 52 | 3.6 | Y | [5 empty] | Y | 3.6 | N
64417 | 59FED WHAM8 Solar, LLC | 64970 | 59 Federal Rd(CSG) | MA | Plymouth | 59FPV | OP | Solar Photovoltaic | PV | IPP Non-CHP | 2 | 5 | 5 | 5 | 11 | 2021 |  |  |  | Y | [6 empty] | 180 | 25 | 11.6 | Y | [5 empty] | N |  | Y | 11.6
64413 | Pretzel Solar, LLC | 64971 | Pretzel CSG | IL | Stephenson | PRETZ | OP | Solar Photovoltaic | PV | IPP Non-CHP | 2 | 2 | 2 | 2 | 3 | 2022 |  |  |  | Y | [6 empty] | 180 | 25 | 2.4 |  | Y |  |  |  |  | N |  | Y | 2
64412 | Prophet Solar, LLC | 64972 | Prophet CSG | IL | Whiteside | PROPH | OP | Solar Photovoltaic | PV | IPP Non-CHP | 2 | 2 | 2 | 2 | 10 | 2021 |  | Y | [8 empty] | 25 |  | 3 | Y | [5 empty] | N |  | Y | 2
64411 | Gala Solar, LLC | 64973 | Gala (CSG) | IL | Stephenson | GALA | OP | Solar Photovoltaic | PV | IPP Non-CHP | 2 | 2 | 2 | 2 | 12 | 2021 |  | Y | [8 empty] | 25 |  | 3 | Y | [5 empty] | N |  | N
60025 | Greenbacker Renewable Energy Corporation | 64975 | Park St | VT | Rutland | 628 | OP | Solar Photovoltaic | PV | IPP Non-CHP | 2 | 1.8 | 1.8 | 1.8 | 12 | 2014 |  |  |  | Y | [6 empty] | 180 | 25 | 2.4 | Y | [5 empty] | N |  | N
60571 | AEP Onsite Partners, LLC | 64976 | Spooner Solar Array | WI | Washburn | SPN01 | OP | Solar Photovoltaic | PV | IPP Non-CHP | 2 | 2 | 2.1 | 2.1 | 6 | 2019 |  | Y | [8 empty] | 180 | 60 | 2.4 | Y | [5 empty] | Y | 2.4 | N
64426 | DG Connecticut III, LLC | 64977 | Torrington Solar One, LLC | CT | Litchfield | TORS1 | OP | Solar Photovoltaic | PV | IPP Non-CHP | 2 | 2 | 2 | 2 | 3 | 2021 |  |  |  | Y | [6 empty] | 180 | 30 | 2 | Y | [5 empty] | N |  | N
64426 | DG Connecticut III, LLC | 64978 | Bristol Solar One, LLC | CT | Hartford | BRIS1 | OP | Solar Photovoltaic | PV | IPP Non-CHP | 2 | 3 | 3 | 3 | 5 | 2021 |  |  |  | Y | [6 empty] | 180 | 20 | 4.1 | Y | [5 empty] | N |  | N
64426 | DG Connecticut III, LLC | 64979 | Watertown Solar One, LLC | CT | Litchfield | WTRS1 | OP | Solar Photovoltaic | PV | IPP Non-CHP | 2 | 2 | 2 | 2 | 6 | 2021 |  |  |  | Y | [6 empty] | 180 | 20 | 2.8 | Y | [5 empty] | N |  | N
64427 | UMass Boston | 64980 | UMass Boston | MA | Suffolk | SOL1 | OP | Solar Photovoltaic | PV | Commercial Non-CHP | 4 | 0.2 | 0.2 | 0.2 | 1 | 2021 |  |  |  | Y | [6 empty] | 221 | 5 | 0.2 | Y | [5 empty] | Y | 0.2 | N
64427 | UMass Boston | 64980 | UMass Boston | MA | Suffolk | SOL2 | OP | Solar Photovoltaic | PV | Commercial Non-CHP | 4 | 0.5 | 0.5 | 0.5 | 1 | 2021 |  |  |  | Y | [6 empty] | 300 | 0.3 | 0.7 | Y | [5 empty] | Y | 0.7 | N
64428 | Evergy, Inc. | 64982 | West Plains Solar I | MO | Howell | WPS1 | OP | Solar Photovoltaic | PV | IPP Non-CHP | 2 | 8 | 8 | 8 | 3 | 2022 |  |  |  | Y | [6 empty] | 90 | 25 | 10.8 | Y | [5 empty] | N |  | N
12341 | MidAmerican Energy Co | 64984 | Waterloo Solar (IA) | IA | Black Hawk | WATS | OP | Solar Photovoltaic | PV | Electric Utility | 1 | 3 | 3 | 3 | 3 | 2022 |  | Y | [8 empty] | 179 | 52 | 3.9 | Y | [5 empty] | N |  | N
12341 | MidAmerican Energy Co | 64985 | Johnson County Hills Solar | IA | Johnson | JCHS | OP | Solar Photovoltaic | PV | Electric Utility | 1 | 3 | 3 | 3 | 1 | 2022 |  | Y | [8 empty] | 179 | 52 | 3.9 | Y | [5 empty] | N |  | N
12341 | MidAmerican Energy Co | 64986 | Franklin County Solar | IA | Franklin | FCS | OP | Solar Photovoltaic | PV | Electric Utility | 1 | 7 | 7 | 7 | 1 | 2022 |  | Y | [8 empty] | 179 | 52 | 9.1 | Y | [5 empty] | N |  | N
65173 | United States Solar Corporation | 64987 | USS Foley Solar LLC | MN | Benton | USSFS | OP | Solar Photovoltaic | PV | IPP Non-CHP | 2 | 1 | 1 | 1 | 7 | 2022 |  | Y | [8 empty] | 180 |  | 1.4 | Y | [5 empty] | N |  | N
65173 | United States Solar Corporation | 64988 | USS Prokosch Solar LLC | MN | Renville | USPKS | OP | Solar Photovoltaic | PV | IPP Non-CHP | 2 | 1 | 1 | 1 | 6 | 2022 |  | Y | [8 empty] | 180 |  | 1.4 | Y | [5 empty] | N |  | N
65173 | United States Solar Corporation | 64989 | USS Rosebud Solar LLC | MN | Redwood | USRBS | OP | Solar Photovoltaic | PV | IPP Non-CHP | 2 | 1 | 1 | 1 | 8 | 2022 |  | Y | [8 empty] | 180 |  | 1.4 | Y | [5 empty] | N |  | N
62915 | Madison Energy Holdings LLC | 64990 | Medin CSG | MN | Chisago | MED1 | OP | Solar Photovoltaic | PV | IPP Non-CHP | 2 | 1 | 1 | 1 | 12 | 2021 |  | Y |  | N | [6 empty] | 180 |  | 1.5 | Y | [5 empty] | N |  | N
62915 | Madison Energy Holdings LLC | 64991 | Johnson CSG 1 | MN | Chisago | JOHN | OP | Solar Photovoltaic | PV | IPP Non-CHP | 2 | 1 | 1 | 1 | 12 | 2021 |  |  |  | Y | [6 empty] | 180 | 30 | 1.5 | Y | [5 empty] | N |  | Y | 1.5
62915 | Madison Energy Holdings LLC | 64992 | Cornillie Solar CSG | MN | Chisago | CORN1 | OP | Solar Photovoltaic | PV | IPP Non-CHP | 2 | 1 | 1 | 1 | 12 | 2021 |  | Y | [8 empty] | 0 |  | 1.2 | Y | [5 empty] | N |  | Y | 1.2
64424 | Big Beau Solar, LLC | 64993 | BigBeau Solar, LLC | CA | Kern | BB1PV | OP | Solar Photovoltaic | PV | IPP Non-CHP | 2 | 128 | 128 | 128 | 2 | 2022 |  | Y | [8 empty] | 0 |  | 164.3 | Y | [5 empty] | Y | 128 | N
64746 | KP Sacramento Point West Medical Offices Solar, LLC | 64994 | Sacramento Point West Medical Offices | CA | Sacramento | 6115 | OP | Solar Photovoltaic | PV | Commercial Non-CHP | 4 | 1.3 | 1.2 | 0.8 | 11 | 2020 |  |  |  | Y | [6 empty] | 245 | 7 | 1.6 | Y | [5 empty] | Y | 1.6 | N
60531 | Standard Solar | 65002 | SSI West Riverside Landfill LLC | CA | Riverside | WERL | OP | Solar Photovoltaic | PV | IPP Non-CHP | 2 | 2.5 | 2.5 | 2.5 | 11 | 2020 |  |  |  | Y | [6 empty] | 180 | 17 | 3.1 | Y | [5 empty] | N |  | Y | 3.1
64441 | MN CSG 2019-16 LLC | 65003 | MN CSG 2019-16 LLC | MN | Blue Earth | WOLFE | OP | Solar Photovoltaic | PV | IPP Non-CHP | 2 | 1 | 1 | 1 | 6 | 2022 |  | Y | [8 empty] | 0 | 1 | 1.8 | Y | [5 empty] | N |  | Y | 1.8
64440 | ESIL-AL-Melrose, LLC | 65005 | Albertsons at Melrose Park | IL | Cook | PV1 | OP | Solar Photovoltaic | PV | IPP Non-CHP | 2 | 1.9 | 1.9 | 1.9 | 10 | 2021 |  |  |  | Y | [6 empty] | 179 | 10 | 2.7 | Y | [5 empty] | Y | 2.7 | N
20856 | Wisconsin Power & Light Co | 65009 | Bear Creek | WI | Richland | PV1 | OP | Solar Photovoltaic | PV | Electric Utility | 1 | 50 | 50 | 37 | 9 | 2022 |  | Y | [8 empty] | 0 | 0 | 65.1 | Y | [5 empty] | N |  | N
20856 | Wisconsin Power & Light Co | 65010 | North Rock | WI | Rock | PV1 | OP | Solar Photovoltaic | PV | Electric Utility | 1 | 50 | 50 | 36.5 | 10 | 2022 |  | Y | [8 empty] | 0 | 0 | 64.9 | Y | [5 empty] | N |  | N
20856 | Wisconsin Power & Light Co | 65011 | Wood County | WI | Wood | PV1 | OP | Solar Photovoltaic | PV | Electric Utility | 1 | 150 | 150 | 110.6 | 12 | 2022 |  | Y | [8 empty] | 0 | 0 | 198.6 | Y | [5 empty] | N |  | N
63505 | DG Illinois Solar, LLC | 65013 | Marengo Solar | IL | McHenry | MARIL | OP | Solar Photovoltaic | PV | IPP Non-CHP | 2 | 2 | 2 | 2 | 12 | 2020 |  |  |  | Y | [6 empty] | 180 | 55 | 2.9 | Y | [5 empty] | N |  | Y | 2
65500 | ASD Wallum MA Solar LLC | 65015 | ASD Wallum MA Solar LLC(CSG) | MA | Worcester | WAL1 | OP | Solar Photovoltaic | PV | IPP Non-CHP | 2 | 5 | 5 | 5 | 1 | 2022 |  |  |  | Y | [6 empty] | 120 | 20 | 8.7 | Y | [5 empty] | N |  | Y | 8.7
64448 | Gardy's Mill Solar, LLC | 65016 | Gardy's Mill Solar | VA | Westmoreland | GMS | OP | Solar Photovoltaic | PV | IPP Non-CHP | 2 | 14 | 14 | 14 | 12 | 2020 |  | Y | [8 empty] | 0 | 0 | 16.8 | Y | [5 empty] | N |  | N
64447 | Briel Solar Farm, LLC | 65022 | Briel Solar Farm | VA | Henrico | BMS | OP | Solar Photovoltaic | PV | IPP Non-CHP | 2 | 20 | 20 | 20 | 8 | 2021 |  |  |  | Y | [6 empty] | 0 | 0 | 27.3 | Y | [5 empty] | N |  | N
4254 | Consumers Energy Co | 65029 | Bissell Solar and Battery Generator | MI | Kent | BISSP | OP | Solar Photovoltaic | PV | Electric Utility | 1 | 0.8 | 0.8 | 0.8 | 9 | 2021 |  |  |  | Y | [6 empty] | 180 | 9.1 | 1 | Y | [5 empty] | N |  | N
62842 | Lightsource Renewable Energy Asset Management, LLC | 65032 | Sun Mountain Solar 1 | CO | Pueblo | COSM1 | OP | Solar Photovoltaic | PV | IPP Non-CHP | 2 | 200 | 200 | 200 | 12 | 2022 |  | Y | [8 empty] | 180 |  | 296.2 |  | Y |  |  |  |  | N |  | N
6452 | Florida Power & Light Co | 65036 | Cotton Creek Solar Energy Center | FL | Escambia | 1 | OP | Solar Photovoltaic | PV | Electric Utility | 1 | 74.5 | 74.5 | 74.5 | 12 | 2021 |  |  |  | Y | [6 empty] | 180 | 20 | 105.3 | Y | [5 empty] | N |  | N
6452 | Florida Power & Light Co | 65037 | Sawgrass Solar Energy Center | FL | Hendry | 1 | OP | Solar Photovoltaic | PV | Electric Utility | 1 | 74.5 | 74.5 | 74.5 | 1 | 2022 |  |  |  | Y | [6 empty] | 195 | 20 | 103.6 |  | Y |  |  |  |  | N |  | N
6452 | Florida Power & Light Co | 65038 | Ghost Orchid Solar Energy Center | FL | Hendry | 1 | OP | Solar Photovoltaic | PV | Electric Utility | 1 | 74.5 | 74.5 | 74.5 | 1 | 2022 |  |  |  | Y | [6 empty] | 195 | 20 | 103.6 |  | Y |  |  |  |  | N |  | N
6452 | Florida Power & Light Co | 65039 | Sundew | FL | St Lucie | 1 | OP | Solar Photovoltaic | PV | Electric Utility | 1 | 74.5 | 74.5 | 74.5 | 1 | 2022 |  |  |  | Y | [6 empty] | 195 | 20 | 104.3 |  | Y |  |  |  |  | N |  | N
6452 | Florida Power & Light Co | 65040 | Immokalee | FL | Collier | 1 | OP | Solar Photovoltaic | PV | Electric Utility | 1 | 74.5 | 74.5 | 74.5 | 1 | 2022 |  |  |  | Y | [6 empty] | 180 | 20 | 104.3 |  | Y |  |  |  |  | N |  | N
6452 | Florida Power & Light Co | 65041 | Elder Branch | FL | Manatee | 1 | OP | Solar Photovoltaic | PV | Electric Utility | 1 | 74.5 | 74.5 | 74.5 | 1 | 2022 |  | Y | [8 empty] | 180 | 52 | 98.3 |  | Y |  |  |  |  | N |  | N
6452 | Florida Power & Light Co | 65042 | Grove | FL | Indian River | 1 | OP | Solar Photovoltaic | PV | Electric Utility | 1 | 74.5 | 74.5 | 74.5 | 1 | 2022 |  |  |  | Y | [6 empty] | 195 | 20 | 104.3 |  | Y |  |  |  |  | N |  | N
64459 | Blythe Mesa Solar II, LLC | 65053 | Blythe Mesa Solar II | CA | Riverside | IPBMS | OP | Solar Photovoltaic | PV | IPP Non-CHP | 2 | 223.6 | 223.6 | 223.6 | 12 | 2022 |  | Y | [8 empty] | 0 |  | 309.7 |  | Y |  |  |  |  | N |  | N
64470 | 71CFR WHAM8 Solar, LLC | 65054 | 71 Charlotte Furnace Rd Hybrid(CSG) | MA | Plymouth | 71CPV | OP | Solar Photovoltaic | PV | IPP Non-CHP | 2 | 1 | 1 | 1 | 12 | 2021 |  |  |  | Y | [6 empty] | 180 | 25 | 2.5 | Y | [5 empty] | N |  | Y | 2.5
64471 | 77F2M WHAM8 Solar, LLC | 65055 | 77 Farm to Market Rd Hybrid(CSG) | MA | Plymouth | 77FPV | OP | Solar Photovoltaic | PV | IPP Non-CHP | 2 | 5 | 5 | 5 | 12 | 2021 |  |  |  | Y | [6 empty] | 180 | 25 | 7 | Y | [5 empty] | N |  | Y | 7
64472 | 160TIH WHAM8 Solar, LLC | 65056 | 160 Tihonet Rd Hybrid(CSG) | MA | Plymouth | 160PV | OP | Solar Photovoltaic | PV | IPP Non-CHP | 2 | 5 | 5 | 5 | 12 | 2021 |  |  |  | Y | [6 empty] | 180 | 25 | 7.4 | Y | [5 empty] | N |  | Y | 7.4
64473 | 299F2M WHAM8 Solar, LLC | 65057 | 299 Farm to Market Rd Hybrid(CSG) | MA | Plymouth | 299PV | OP | Solar Photovoltaic | PV | IPP Non-CHP | 2 | 3 | 3 | 3 | 12 | 2021 |  |  |  | Y | [6 empty] | 180 | 25 | 4.1 | Y | [5 empty] | N |  | Y | 4.1
9234 | Indiana Municipal Power Agency | 65068 | Walkerton | IN | St Joseph | WALK | OP | Solar Photovoltaic | PV | Electric Utility | 1 | 1.1 | 1.1 | 0.8 | 7 | 2022 |  | Y | [8 empty] | 180 |  | 1.4 | Y | [5 empty] | N |  | N
9234 | Indiana Municipal Power Agency | 65069 | Linton | IN | Greene | LINT | OP | Solar Photovoltaic | PV | Electric Utility | 1 | 5.4 | 5.4 | 4.3 | 7 | 2022 |  | Y | [8 empty] | 180 |  | 7.2 | Y | [5 empty] | N |  | N
60947 | Tesla Inc. | 65071 | Buffalo NY GigaFactory | NY | Erie | PV1 | OP | Solar Photovoltaic | PV | Industrial Non-CHP | 6 | 2 | 2 | 2 | 3 | 2022 |  |  |  | Y | N | [5 empty] | 47 | 10 | 2.4 | Y | [5 empty] | N |  | N
60947 | Tesla Inc. | 65072 | Fremont CA AutoFactory | CA | Alameda | RF67 | OP | Solar Photovoltaic | PV | Industrial Non-CHP | 6 | 0.3 | 0.3 | 0.3 | 3 | 2022 |  |  |  | Y | [6 empty] | 68 | 8 | 0.4 | Y | [5 empty] | N |  | N
64482 | Everson Garden LLC | 65075 | Everson Garden | MN | Waseca | CGS | OP | Solar Photovoltaic | PV | IPP Non-CHP | 2 | 1 | 1 | 1 | 5 | 2022 |  | Y | [8 empty] | 180 |  | 1.5 | Y | [5 empty] | N |  | N
59254 | NuGen Capital Management | 65083 | Halifax Solar | MA | Plymouth | PV1 | OP | Solar Photovoltaic | PV | IPP Non-CHP | 2 | 2.5 | 2.5 | 2.5 | 8 | 2015 |  |  |  | Y | [6 empty] | 180 | 20 | 3.1 | Y | [5 empty] | N |  | Y | 3.1
64487 | Coolangatta Solar LLC | 65084 | Pitkin County Solar | CO | Pitkin | PTKN | OP | Solar Photovoltaic | PV | IPP Non-CHP | 2 | 5 | 5 | 5 | 10 | 2021 |  | Y | [8 empty] | 180 |  | 6 | [5 empty] | Y | N |  | N
59254 | NuGen Capital Management | 65085 | 580 River Solar | MA | Worcester | PV1 | OP | Solar Photovoltaic | PV | IPP Non-CHP | 2 | 3.1 | 3.1 | 3.1 | 9 | 2018 |  |  |  | Y | [6 empty] | 180 | 20 | 3.8 | Y | [5 empty] | N |  | Y | 3.8
9234 | Indiana Municipal Power Agency | 65086 | Bremen | IN | Marshall | BREM | OP | Solar Photovoltaic | PV | Electric Utility | 1 | 6.8 | 6.8 | 5.4 | 11 | 2022 |  | Y | [8 empty] | 180 |  | 9 | Y | [5 empty] | N |  | N
60025 | Greenbacker Renewable Energy Corporation | 65087 | Shamrock Solar LLC | WI | Jackson | 554 | OP | Solar Photovoltaic | PV | IPP Non-CHP | 2 | 3 | 3 | 3 | 12 | 2021 |  | Y | [8 empty] | 90 | 50 | 3.7 | Y | [5 empty] | N |  | N
60025 | Greenbacker Renewable Energy Corporation | 65088 | Stromland Solar | WI | Buffalo | 510 | OP | Solar Photovoltaic | PV | IPP Non-CHP | 2 | 3 | 3 | 3 | 12 | 2021 |  | Y | [8 empty] | 90 | 50 | 3.7 | Y | [5 empty] | N |  | N
64485 | Ameresco San Joaquin Solar LLC | 65089 | Foothill Sanitary Landfill - Solar Array | CA | San Joaquin | 05452 | OP | Solar Photovoltaic | PV | IPP Non-CHP | 2 | 3.6 | 3.5 | 2.4 | 1 | 2021 |  | Y | [8 empty] | 0 |  | 5.3 | Y | [5 empty] | N |  | N
60025 | Greenbacker Renewable Energy Corporation | 65091 | IGS KSBD | CA | San Bernardino | 293 | OP | Solar Photovoltaic | PV | IPP Non-CHP | 2 | 4.3 | 4.3 | 4.3 | 3 | 2022 |  | Y | [8 empty] | 0 | 10 | 5.7 | Y | [5 empty] | N |  | N
60025 | Greenbacker Renewable Energy Corporation | 65092 | 115 G Fisher | MA | Plymouth | 634 | OP | Solar Photovoltaic | PV | IPP Non-CHP | 2 | 1 | 1 | 1 | 10 | 2015 |  |  |  | Y | [6 empty] | 0 | 25 | 1.3 | Y | [5 empty] | N |  | N
60025 | Greenbacker Renewable Energy Corporation | 65093 | 154 D Fisher | MA | Plymouth | 633 | OP | Solar Photovoltaic | PV | IPP Non-CHP | 2 | 1 | 1 | 1 | 12 | 2015 |  |  |  | Y | [6 empty] | 0 | 25 | 1.3 | Y | [5 empty] | N |  | N
60025 | Greenbacker Renewable Energy Corporation | 65094 | Jackson Legler Solar 1 LLC | NJ | Ocean | 314 | OP | Solar Photovoltaic | PV | IPP Non-CHP | 2 | 2.9 | 2.9 | 2.9 | 12 | 2021 |  |  |  | Y | [6 empty] | 180 | 25 | 4 | Y | [5 empty] | Y | 4 | N
60025 | Greenbacker Renewable Energy Corporation | 65095 | Mt Arlington Solar 1 LLC | NJ | Morris | 196 | OP | Solar Photovoltaic | PV | IPP Non-CHP | 2 | 1.6 | 1.6 | 1.6 | 12 | 2021 |  |  |  | Y | [6 empty] | 180 | 25 | 2.3 | Y | [5 empty] | N |  | N
64493 | Jicarilla Solar 2 LLC | 65103 | Jicarilla Solar 2 | NM | Rio Arriba | JICS2 | OP | Solar Photovoltaic | PV | IPP Non-CHP | 2 | 50 | 50 | 50 | 4 | 2022 |  | Y | [8 empty] | 0 |  | 62.5 | Y | [5 empty] | N |  | N
64502 | Ridgeback Solar, LLC | 65110 | Ridgeback | NC | Randolph | RID | OP | Solar Photovoltaic | PV | IPP Non-CHP | 2 | 2 | 2 | 2 | 12 | 2021 |  | Y | [8 empty] | 180 | 60 | 2.6 | Y | [5 empty] | N |  | N
64501 | Thunderhead Solar, LLC | 65111 | Thunderhead | NC | Randolph | THU | OP | Solar Photovoltaic | PV | IPP Non-CHP | 2 | 2.6 | 2.6 | 2.6 | 12 | 2021 |  | Y | [8 empty] | 180 | 60 | 2.7 | Y | [5 empty] | N |  | N
64500 | Norridgewock River Road Solar, LLC | 65112 | River Road | ME | Somerset | RIV | OP | Solar Photovoltaic | PV | IPP Non-CHP | 2 | 5 | 5 | 5 | 3 | 2022 |  |  |  | Y | [6 empty] | 180 | 25 | 6.5 | Y | [5 empty] | Y | 5 | N
64420 | 196TRE WHAM8 Solar, LLC | 65114 | 196 Tremont St(CSG) | MA | Plymouth | 196PV | OP | Solar Photovoltaic | PV | IPP Non-CHP | 2 | 1.5 | 1.5 | 1.5 | 11 | 2021 |  |  |  | Y | [6 empty] | 180 | 25 | 3.8 | Y | [5 empty] | N |  | Y | 3.8
61944 | MN8 Energy LLC | 65122 | NY8 - Branscomb Solar | NY | Rensselaer | GEN1 | OP | Solar Photovoltaic | PV | IPP Non-CHP | 2 | 20 | 20 | 20 | 12 | 2021 |  | Y | [8 empty] | 180 | 0 | 27 | Y | [5 empty] | N |  | N
61944 | MN8 Energy LLC | 65124 | NY8 - Regan Solar | NY | Montgomery | GEN1 | OP | Solar Photovoltaic | PV | IPP Non-CHP | 2 | 20 | 20 | 20 | 12 | 2022 |  | Y | [8 empty] | 180 | 0 | 27 | Y | [5 empty] | N |  | N
61944 | MN8 Energy LLC | 65125 | NY8 - Puckett Solar | NY | Broome | GEN1 | OP | Solar Photovoltaic | PV | IPP Non-CHP | 2 | 20 | 20 | 20 | 10 | 2022 |  |  |  | Y | [6 empty] | 180 | 25 | 27.2 | Y | [5 empty] | N |  | N
61012 | AES Distributed Energy | 65127 | AES Belleville Solar LLC | IL | St Clair | BELL | OP | Solar Photovoltaic | PV | IPP Non-CHP | 2 | 9.9 | 9.9 | 9.9 | 9 | 2021 |  |  |  | Y | [6 empty] | 2 | 15 | 13.3 | Y | [5 empty] | Y | 13.3 | N
60947 | Tesla Inc. | 65130 | City of Bowie | MD | Prince Georges | PV1 | OP | Solar Photovoltaic | PV | IPP Non-CHP | 2 | 2 | 2 | 2 | 6 | 2021 |  | Y | [8 empty] | 180 | 0 | 2.5 | Y | [5 empty] | Y | 2 | N
60947 | Tesla Inc. | 65131 | Fremont - Kato Rd | CA | Alameda | PV1 | OP | Solar Photovoltaic | PV | IPP Non-CHP | 2 | 0.5 | 0.5 | 0.5 | 12 | 2016 |  |  |  | Y | [6 empty] | 155 | 8 | 0.6 | Y | [5 empty] | N |  | N
60947 | Tesla Inc. | 65131 | Fremont - Kato Rd | CA | Alameda | PV2 | OP | Solar Photovoltaic | PV | IPP Non-CHP | 2 | 0.9 | 0.9 | 0.9 | 12 | 2017 |  |  |  | Y | [6 empty] | 335 | 0 | 1.1 | Y | [5 empty] | N |  | N
65155 | The Greater Light USA LLC | 65132 | University of the Pacific | CA | San Joaquin | PV1 | OP | Solar Photovoltaic | PV | IPP Non-CHP | 2 | 4.5 | 4.5 | 4.5 | 5 | 2022 |  |  |  | Y | [6 empty] | 162 | 7 | 5.4 | Y | [5 empty] | N |  | N
64516 | Azimuth 180 Solar Electric, LLC | 65133 | Benning Road | DC | District of Columbia | BENRD | OP | Solar Photovoltaic | PV | IPP Non-CHP | 2 | 0.8 | 0.8 | 0.8 | 10 | 2021 |  |  |  | Y | [6 empty] | 180 | 5 | 1.2 | Y | [5 empty] | N |  | Y | 1.2
60025 | Greenbacker Renewable Energy Corporation | 65135 | ER Bone Hill Solar, LLC | VT | Washington | 288 | OP | Solar Photovoltaic | PV | IPP Non-CHP | 2 | 1.2 | 1.2 | 1.2 | 9 | 2022 |  |  |  | Y | [6 empty] | 180 | 30 | 1.8 | Y | [5 empty] | N |  | N
58135 | Ecos Energy LLC | 65152 | Clinton Solar | CT | New London | CLINT | OP | Solar Photovoltaic | PV | IPP Non-CHP | 2 | 1 | 1 | 1 | 5 | 2021 |  |  |  | Y | [6 empty] | 180 | 25 | 1.2 | Y | [5 empty] | N |  | N
56769 | Consolidated Edison Development Inc. | 65153 | UMass PV Lot 49 | MA | Hampshire | U49PV | OP | Solar Photovoltaic | PV | IPP Non-CHP | 2 | 0.8 | 0.9 | 0.5 | 6 | 2022 |  |  |  | Y | [6 empty] | 176 | 5 | 1.2 | Y | [5 empty] | N |  | N
56769 | Consolidated Edison Development Inc. | 65154 | UMass PV Lot 22 | MA | Hampshire | U22PV | OP | Solar Photovoltaic | PV | IPP Non-CHP | 2 | 2.1 | 2.1 | 1.2 | 9 | 2022 |  |  |  | Y | [6 empty] | 175 | 3 | 2.9 | Y | [5 empty] | N |  | N
64516 | Azimuth 180 Solar Electric, LLC | 65163 | Orioles Community Solar | NY | Greene | ORIOL | OP | Solar Photovoltaic | PV | IPP Non-CHP | 2 | 5.6 | 5.6 | 5.6 | 10 | 2022 |  |  |  | Y | [6 empty] | 180 | 30 | 6.4 | Y | [5 empty] | N |  | Y | 6.4
60025 | Greenbacker Renewable Energy Corporation | 65166 | ER Center Road Solar, LLC | VT | Caledonia | 287 | OP | Solar Photovoltaic | PV | IPP Non-CHP | 2 | 2.1 | 2.1 | 2.1 | 5 | 2022 |  |  |  | Y | [6 empty] | 180 | 30 | 2.9 | Y | [5 empty] | N |  | N
60025 | Greenbacker Renewable Energy Corporation | 65167 | Hudson County Solar | NJ | Hudson | 470 | OP | Solar Photovoltaic | PV | IPP Non-CHP | 2 | 1.2 | 1.2 | 1.2 | 6 | 2022 |  |  |  | Y | [6 empty] | 117 | 7 | 1.7 | Y | [5 empty] | N |  | N
59213 | Maas Energy Works | 65168 | Five H Farms Solar Array | CA | Merced | FHF | OP | Solar Photovoltaic | PV | IPP Non-CHP | 2 | 1 | 1.1 | 1.1 | 4 | 2021 |  |  |  | Y | [6 empty] | 40 | 40 | 2.2 | Y | [5 empty] | Y | 1.1 | N
59213 | Maas Energy Works | 65169 | Van der Kooi Dairy Solary Array | CA | Fresno | VDK | OP | Solar Photovoltaic | PV | Industrial Non-CHP | 6 | 1 | 1.5 | 1.5 | 4 | 2021 |  | N |  | Y | [6 empty] | 40 | 40 | 3 | Y | [5 empty] | Y | 1.5 | N
64534 | Cranberry Highway Solar, LLC | 65174 | Cranberry Highway Solar LLC | MA | Plymouth | PV1 | OP | Solar Photovoltaic | PV | IPP Non-CHP | 2 | 2.2 | 2.2 | 2.2 | 5 | 2021 |  |  |  | Y | [6 empty] | 3 | 20 | 2.9 | Y | [5 empty] | N |  | N
64535 | ENGIE 2019 ProjectCo MA-1, LLC | 65175 | ENGIE 2019 ProjectCo-MA1, LLC | MA | Hampden | PV1 | OP | Solar Photovoltaic | PV | IPP Non-CHP | 2 | 4.5 | 5 | 5 | 3 | 2021 |  |  |  | Y | [6 empty] | 0 | 20 | 5.1 | Y | [5 empty] | N |  | N
60025 | Greenbacker Renewable Energy Corporation | 65176 | WW-DC Solar 1, LLC | DC | District of Columbia | 654 | OP | Solar Photovoltaic | PV | IPP Non-CHP | 2 | 1.2 | 1.2 | 1.2 | 5 | 2022 |  |  |  | Y | [6 empty] | 180 | 30 | 1.5 | Y | [5 empty] | N |  | N
64538 | Donaghy Sales Inc. | 65177 | Donaghy-Stockton | CA | San Joaquin | DSPV1 | OP | Solar Photovoltaic | PV | Commercial Non-CHP | 4 | 1.1 | 1.1 | 0.7 | 10 | 2021 |  |  |  | Y | [6 empty] | 180 | 10 | 1.6 | Y | [5 empty] | Y | 1.6 | N
60531 | Standard Solar | 65178 | Mtn. Solar 4 (CSG) | CO | Jefferson | MTNS4 | OP | Solar Photovoltaic | PV | IPP Non-CHP | 2 | 1.5 | 1.5 | 1.5 | 11 | 2021 |  | N |  | Y | [6 empty] | 0 | 52 | 2 | Y | [5 empty] | N |  | Y | 1.5
58970 | Ecoplexus, Inc | 65182 | CSP Los Angeles | CA | Los Angeles | CSLPA | OP | Solar Photovoltaic | PV | IPP Non-CHP | 2 | 2.3 | 2.3 | 2.3 | 10 | 2022 |  |  | Y | [9 empty] | 2.7 |  |  |  |  | Y |  | N |  | N
60025 | Greenbacker Renewable Energy Corporation | 65183 | Norton LLC | MA | Bristol | 671 | OP | Solar Photovoltaic | PV | IPP Non-CHP | 2 | 3.3 | 3.3 | 3.3 | 9 | 2020 |  |  |  | Y | [6 empty] | 1.5 | 10 | 4.2 | Y | [5 empty] | N |  | N
60025 | Greenbacker Renewable Energy Corporation | 65184 | Holliston LLC | MA | Middlesex | 674 | OP | Solar Photovoltaic | PV | IPP Non-CHP | 2 | 1.5 | 1.5 | 1.5 | 10 | 2020 |  |  |  | Y | [6 empty] | 33 | 10 | 1.9 | Y | [5 empty] | N |  | N
61944 | MN8 Energy LLC | 65185 | Broadway 3 - Tucson Phase I | AZ | Pima | GEN1 | OP | Solar Photovoltaic | PV | IPP Non-CHP | 2 | 1 | 1 | 1 | 3 | 2011 |  | Y | [8 empty] | 0 | 0 | 1 | Y | [5 empty] | N |  | N
61944 | MN8 Energy LLC | 65186 | Broadway 3 - UC Merced 1 | CA | Merced | GEN1 | OP | Solar Photovoltaic | PV | IPP Non-CHP | 2 | 1 | 1 | 1 | 10 | 2009 |  | Y | [8 empty] | 180 | 0 | 1.1 | Y | [5 empty] | N |  | N
61944 | MN8 Energy LLC | 65187 | Broadway 3 - UCSB Lot 38 | CA | Santa Barbara | GEN1 | OP | Solar Photovoltaic | PV | IPP Non-CHP | 2 | 1.8 | 1 | 1 | 12 | 2016 |  |  |  | Y | [6 empty] | 180 | 10 | 1.9 | Y | [5 empty] | N |  | N
61944 | MN8 Energy LLC | 65188 | Broadway 4 - Target Shafter | CA | Kern | GEN1 | OP | Solar Photovoltaic | PV | IPP Non-CHP | 2 | 1.6 | 1.6 | 1.6 | 9 | 2018 |  |  |  | Y | [6 empty] | 180 | 10 | 2.1 | Y | [5 empty] | N |  | N
64539 | CHF-Davis I, LLC | 65189 | West Village Solar - Array 1Community Solar | CA | Yolo | WVSA1 | OP | Solar Photovoltaic | PV | IPP Non-CHP | 2 | 1.2 | 1 | 0.7 | 5 | 2022 |  |  |  | Y | [6 empty] | 180 | 5 | 1.3 | Y | [5 empty] | N |  | Y | 1.2
64539 | CHF-Davis I, LLC | 65190 | West Village Solar - Array 2 Community Solar | CA | Yolo | WVSA2 | OP | Solar Photovoltaic | PV | IPP Non-CHP | 2 | 1.3 | 1 | 0.9 | 5 | 2022 |  |  |  | Y | [6 empty] | 180 | 5 | 1.4 | Y | [5 empty] | N |  | Y | 1.3
60025 | Greenbacker Renewable Energy Corporation | 65216 | Woburn | MA | Middlesex | 673 | OP | Solar Photovoltaic | PV | IPP Non-CHP | 2 | 1.3 | 1.3 | 1.3 | 12 | 2020 |  |  |  | Y | [6 empty] | 150 | 10 | 1.7 | Y | [5 empty] | Y | 1.7 | N
61012 | AES Distributed Energy | 65217 | South Goshen Community Solar | NY | Orange | SGOSH | OP | Solar Photovoltaic | PV | IPP Non-CHP | 2 | 5 | 5 | 5 | 9 | 2021 |  |  |  | Y | [6 empty] | 3 | 25 | 6.9 | Y | [5 empty] | Y | 6.9 | N
63244 | KSI II Consolidated, LLC | 65222 | County Road 17 (CSG) | NY | Chenango | AFTON | OP | Solar Photovoltaic | PV | IPP Non-CHP | 2 | 3.3 | 3.3 | 3.3 | 4 | 2022 |  |  |  | Y | [6 empty] | 180 | 25 | 4.5 | Y | [5 empty] | N |  | Y | 3.3
60025 | Greenbacker Renewable Energy Corporation | 65227 | Ameresco Danville Solar, LLC | IL | Vermilion | 401 | OP | Solar Photovoltaic | PV | IPP Non-CHP | 2 | 2 | 2 | 2 | 12 | 2021 |  |  |  | Y | [6 empty] | 180 | 25 | 2.6 | Y | [5 empty] | N |  | N
64556 | TLS Capital, Inc | 65228 | Red Prairie Solar | OR | Yamhill | RP21 | OP | Solar Photovoltaic | PV | IPP Non-CHP | 2 | 2.2 | 2.2 | 2.2 | 10 | 2021 |  |  |  | Y | [6 empty] | 180 | 25 | 3.1 | Y | [5 empty] | N |  | N
64558 | OK Produce | 65229 | OK Produce Fresno Carport | CA | Fresno | OKPVC | OP | Solar Photovoltaic | PV | Commercial Non-CHP | 4 | 2 | 2 | 1.3 | 1 | 2019 |  |  |  | Y | [6 empty] | 180 | 7 | 2.5 | Y | [5 empty] | Y | 2.5 | N
64546 | Truman Solar, LLC | 65230 | Truman Solar | MO | Boone | TMS | OP | Solar Photovoltaic | PV | IPP Non-CHP | 2 | 10 | 10 | 10 | 6 | 2021 |  | Y | [8 empty] | 180 |  | 14 | Y | [5 empty] | Y | 14 | N
61944 | MN8 Energy LLC | 65232 | Chambers 3 - Lewis County | NY | Lewis | GEN1 | OP | Solar Photovoltaic | PV | IPP Non-CHP | 2 | 2 | 2 | 2 | 5 | 2018 |  |  |  | Y | [6 empty] | 180 | 30 | 2.5 | Y | [5 empty] | N |  | N
61944 | MN8 Energy LLC | 65233 | Chambers 3 - Erie County Alden | NY | Erie | GEN1 | OP | Solar Photovoltaic | PV | IPP Non-CHP | 2 | 2 | 2 | 2 | 5 | 2018 |  |  |  | Y | [6 empty] | 180 | 30 | 2.5 | Y | [5 empty] | N |  | N
64550 | UXI CSG Venture 2 8302 LLC | 65235 | Venture 2 - 1B | CO | Adams | 75024 | OP | Solar Photovoltaic | PV | IPP Non-CHP | 2 | 1.5 | 1.5 | 1.5 | 9 | 2021 |  | Y | [8 empty] | 0 | 52 | 2 | Y | [5 empty] | N |  | Y | 2
64551 | UXI CSG Venture 3 8303 LLC | 65236 | Venture 3 - 1C | CO | Adams | 75021 | OP | Solar Photovoltaic | PV | IPP Non-CHP | 2 | 1.5 | 1.5 | 1.5 | 9 | 2021 |  | Y | [8 empty] | 0 | 52 | 2 | Y | [5 empty] | N |  | Y | 2
64552 | UXI CSG Venture 4 8304 LLC | 65237 | Venture 4 - 1D | CO | Adams | 75023 | OP | Solar Photovoltaic | PV | IPP Non-CHP | 2 | 1.5 | 1.5 | 1.5 | 9 | 2021 |  | Y | [8 empty] | 0 | 52 | 2 | Y | [5 empty] | N |  | Y | 2
61944 | MN8 Energy LLC | 65238 | Chambers 4 - Eastvale LGB3 | CA | Riverside | GEN1 | OP | Solar Photovoltaic | PV | IPP Non-CHP | 2 | 2.4 | 2.4 | 2.4 | 2 | 2019 |  |  |  | Y | [6 empty] | 180 | 10 | 3.5 | Y | [5 empty] | N |  | N
64560 | Charlemont MA, LLC | 65242 | Charlemont A | MA | Franklin | CMS | OP | Solar Photovoltaic | PV | IPP Non-CHP | 2 | 2.5 | 2.5 | 2.5 | 9 | 2021 |  | N |  | Y | [6 empty] | 180 | 20 | 3.4 | Y | [5 empty] | Y | 2.5 | N
61944 | MN8 Energy LLC | 65251 | Chambers 4 - Redland LGB4 | CA | San Bernardino | GEN1 | OP | Solar Photovoltaic | PV | IPP Non-CHP | 2 | 1.9 | 1.9 | 1.9 | 3 | 2019 |  |  |  | Y | [6 empty] | 180 | 10.4 | 2.8 | Y | [5 empty] | N |  | N
61944 | MN8 Energy LLC | 65252 | Chambers 4 - Riverside LGB6 | CA | Riverside | GEN1 | OP | Solar Photovoltaic | PV | IPP Non-CHP | 2 | 2.4 | 2.4 | 2.4 | 12 | 2018 |  |  |  | Y | [6 empty] | 180 | 10 | 3.1 | Y | [5 empty] | N |  | N
61944 | MN8 Energy LLC | 65253 | Chambers 4 - Rialto LGB8 | CA | San Bernardino | GEN1 | OP | Solar Photovoltaic | PV | IPP Non-CHP | 2 | 2.2 | 2.2 | 2.2 | 12 | 2018 |  |  |  | Y | [6 empty] | 180 | 10 | 3.2 | Y | [5 empty] | N |  | N
61944 | MN8 Energy LLC | 65254 | Chambers 4 - Sacramento SMF1 | CA | Sacramento | GEN1 | OP | Solar Photovoltaic | PV | IPP Non-CHP | 2 | 2.7 | 2.7 | 2.7 | 9 | 2018 |  |  |  | Y | [6 empty] | 180 | 10 | 3.5 | Y | [5 empty] | N |  | N
61944 | MN8 Energy LLC | 65255 | Chambers 4 - Eastvale DCA2 | CA | Riverside | GEN1 | OP | Solar Photovoltaic | PV | IPP Non-CHP | 2 | 1.5 | 1.5 | 1.5 | 12 | 2018 |  |  |  | Y | [6 empty] | 180 | 10.4 | 2.2 | Y | [5 empty] | N |  | N
61944 | MN8 Energy LLC | 65256 | Chambers 4 - San Bernardino SNA7 | CA | San Bernardino | GEN1 | OP | Solar Photovoltaic | PV | IPP Non-CHP | 2 | 2 | 2 | 2 | 12 | 2018 |  |  |  | Y | [6 empty] | 180 | 10.4 | 2.9 | Y | [5 empty] | N |  | N
62915 | Madison Energy Holdings LLC | 65257 | Lineage MS | MS | Rankin | LMS01 | OP | Solar Photovoltaic | PV | IPP Non-CHP | 2 | 1.2 | 1.2 | 1.2 | 12 | 2021 |  |  |  | Y | [6 empty] | 180 | 25 | 1.5 | Y | [5 empty] | N |  | N
62915 | Madison Energy Holdings LLC | 65258 | Wapakoneta-Pratt | OH | Auglaize | WKP01 | OP | Solar Photovoltaic | PV | IPP Non-CHP | 2 | 13.5 | 13.5 | 13.5 | 11 | 2021 |  |  |  | Y | [6 empty] | 180 | 25 | 17.3 | Y | [5 empty] | N |  | N
64568 | BT Noble Solar, LLC | 65271 | Noble Solar | TX | Denton | NBSLR | OP | Solar Photovoltaic | PV | IPP Non-CHP | 2 | 275 | 275 | 275 | 9 | 2022 |  | Y | [8 empty] | 180 | 30 | 353.5 | Y | [5 empty] | N |  | N
65173 | United States Solar Corporation | 65276 | USS Peach Solar LLC | MN | Blue Earth | USSPS | OP | Solar Photovoltaic | PV | IPP Non-CHP | 2 | 1 | 1 | 1 | 7 | 2022 |  | Y | [8 empty] | 180 |  | 1.4 | Y | [5 empty] | N |  | N
63689 | Wonderful Renewable Energy, LLC. | 65277 | Wonderful Huller & Shellling | CA | Kern | WHS01 | OP | Solar Photovoltaic | PV | Industrial Non-CHP | 6 | 1.5 | 1.5 | 0.7 | 8 | 2021 |  | Y | [8 empty] | 35 |  | 2 | Y | [5 empty] | Y | 1.9 | N
63689 | Wonderful Renewable Energy, LLC. | 65278 | Wonderful Lost Hills | CA | Kern | WLH01 | OP | Solar Photovoltaic | PV | Industrial Non-CHP | 6 | 17.1 | 16.7 | 13 | 9 | 2021 |  | Y | [8 empty] | 35 |  | 24.9 | Y | [5 empty] | Y | 17.1 | N
64561 | Fairhaven MA 1, LLC | 65279 | Fairhaven E | MA | Franklin | FHS | OP | Solar Photovoltaic | PV | IPP Non-CHP | 2 | 2 | 2 | 2 | 8 | 2021 |  |  |  | Y | [6 empty] | 180 | 20 | 2.8 | Y | [5 empty] | Y | 2 | N
60268 | Hartz Solar, LLC | 65280 | 601 Doremus CDG | NJ | Essex | 1 | OP | Solar Photovoltaic | PV | IPP Non-CHP | 2 | 1.5 | 1.5 | 1.1 | 8 | 2021 |  |  |  | Y | [6 empty] | 207 | 10 | 2 | Y | [5 empty] | N |  | Y | 2
64572 | Hampstead Solar, LLC | 65281 | Bomber CSG | MD | Carroll | BOMB | OP | Solar Photovoltaic | PV | IPP Non-CHP | 2 | 6 | 6 | 6 | 12 | 2021 |  | Y | [8 empty] | 180 | 10 | 9.2 | Y | [5 empty] | N |  | Y | 9.2
58135 | Ecos Energy LLC | 65287 | Barrow Solar | CT | Tolland | BARRO | OP | Solar Photovoltaic | PV | IPP Non-CHP | 2 | 2 | 2 | 2 | 6 | 2021 |  |  |  | Y | [6 empty] | 180 | 25 | 2.5 | Y | [5 empty] | N |  | N
60268 | Hartz Solar, LLC | 65289 | 5601 Westside CDG | NJ | Hudson | 1 | OP | Solar Photovoltaic | PV | IPP Non-CHP | 2 | 1.5 | 1.5 | 1.1 | 11 | 2021 |  |  |  | Y | [6 empty] | 206 | 10 | 2 | Y | [5 empty] | N |  | Y | 2
64602 | DOCCS Midstate | 65297 | DOCCS Midstate | NY | Oneida | 81722 | OP | Solar Photovoltaic | PV | IPP Non-CHP | 2 | 3.8 | 3.8 | 3.8 | 11 | 2021 |  |  |  | Y | [6 empty] | 180 | 20 | 5 | Y | [5 empty] | N |  | Y | 5
64603 | DOCCS Eastern | 65298 | DOCCS Eastern | NY | Ulster | 81724 | OP | Solar Photovoltaic | PV | IPP Non-CHP | 2 | 5 | 5 | 5 | 10 | 2021 |  |  |  | Y | [6 empty] | 205 | 25 | 7 | Y | [5 empty] | N |  | Y | 7
64604 | DOCCS Wende | 65299 | DOCCS Wende | NY | Erie | 81721 | OP | Solar Photovoltaic | PV | IPP Non-CHP | 2 | 5 | 5 | 5 | 12 | 2021 |  |  |  | Y | [6 empty] | 180 | 30 | 7 | Y | [5 empty] | N |  | Y | 7
64605 | DOCCS Greenhaven | 65300 | DOCCS Greenhaven | NY | Dutchess | 81723 | OP | Solar Photovoltaic | PV | IPP Non-CHP | 2 | 3.7 | 3.7 | 3.7 | 11 | 2021 |  |  |  | Y | [6 empty] | 180 | 25 | 5 | Y | [5 empty] | N |  | Y | 5
64608 | Sun Valley Solar LLC | 65303 | Sun Valley Solar Project | TX | Hill | SUNS | OP | Solar Photovoltaic | PV | IPP Non-CHP | 2 | 250 | 250 | 250 | 12 | 2022 |  | Y | [8 empty] | 180 | 52 | 347.8 | Y | [5 empty] | N |  | N
64609 | ENGIE Solidago Solar LLC | 65304 | ENGIE Solidago Solar Project - Hybrid | DE | New Castle | SOLAR | OP | Solar Photovoltaic | PV | IPP Non-CHP | 2 | 50 | 50 | 50 | 12 | 2022 |  | Y | [8 empty] | 180 | 52 | 64.2 | Y | [5 empty] | N |  | N
64612 | Sunnybrook Farm Solar, LLC | 65307 | Sunnybrook Solar Project - Hybrid | VA | Halifax | SUNS | OP | Solar Photovoltaic | PV | IPP Non-CHP | 2 | 51 | 51 | 51 | 12 | 2022 |  | Y | [8 empty] | 180 | 52 | 57.1 | Y | [5 empty] | N |  | N
64577 | Caden Energix Wytheville LLC | 65314 | Caden Energix Wytheville LLC | VA | Wythe | ENX19 | OP | Solar Photovoltaic | PV | IPP Non-CHP | 2 | 20 | 20 | 20 | 6 | 2022 |  | Y | [8 empty] | 180 |  | 24.5 |  | Y |  |  |  |  | N |  | N
58468 | Dominion Renewable Energy | 65319 | Maplewood Solar | VA | Pittsylvania | MAPL | OP | Solar Photovoltaic | PV | Electric Utility | 1 | 120 | 120 | 120 | 12 | 2022 |  | Y | [10 empty] | 144.7 |  | Y |  |  |  |  | N |  | N
58468 | Dominion Renewable Energy | 65321 | Rochambeau Solar | VA | James City | RBSO | OP | Solar Photovoltaic | PV | Electric Utility | 1 | 19.9 | 19.9 | 19.9 | 12 | 2021 |  | Y | [8 empty] | 180 |  | 25.6 | Y | [5 empty] | N |  | N
58468 | Dominion Renewable Energy | 65322 | Fort Powhatan Solar | VA | Prince George | FTPW | OP | Solar Photovoltaic | PV | Electric Utility | 1 | 150 | 150 | 150 | 1 | 2022 |  | Y | [8 empty] | 180 |  | 204 | Y | [5 empty] | N |  | N
58468 | Dominion Renewable Energy | 65323 | Bedford Solar | VA | Chesapeake City | BEDF | OP | Solar Photovoltaic | PV | Electric Utility | 1 | 70 | 70 | 70 | 11 | 2021 |  | Y | [8 empty] | 0 |  | 78.5 | Y | [5 empty] | N |  | N
64641 | ICFTS MD Solar, LLC | 65324 | Hollins Ferry CSG | MD | Baltimore City | HOLL | OP | Solar Photovoltaic | PV | IPP Non-CHP | 2 | 1.5 | 1.5 | 1.5 | 12 | 2021 |  |  |  | Y | [6 empty] | 180 | 10 | 2.1 | Y | [5 empty] | N |  | Y | 2.1
56990 | NJR Clean Energy Ventures Corporation | 65329 | Mount Laurel Solar | NJ | Burlington | LAURL | OP | Solar Photovoltaic | PV | IPP Non-CHP | 2 | 2.5 | 2.5 | 2.5 | 12 | 2020 |  |  |  | Y | [6 empty] | 173 | 25 | 2.9 | Y | [5 empty] | N |  | N
64640 | 8500 Balboa PV, LLC | 65330 | 8500 Balboa PV, LLC | CA | Los Angeles | BALB1 | OP | Solar Photovoltaic | PV | IPP Non-CHP | 2 | 2.4 | 2.4 | 2.4 | 2 | 2022 |  |  |  | Y | [6 empty] | 180 | 15 | 3 | Y | [5 empty] | N |  | N
64640 | 8500 Balboa PV, LLC | 65330 | 8500 Balboa PV, LLC | CA | Los Angeles | VSPRC | OP | Solar Photovoltaic | PV | IPP Non-CHP | 2 | 0.8 | 0.8 | 0.8 | 4 | 2022 |  |  |  | Y | [6 empty] | 180 | 15 | 1 | Y | [5 empty] | N |  | N
64639 | 20333 Normandie PV, LLC | 65331 | 20333 Normandie PV, LLC | CA | Los Angeles | NORMA | OP | Solar Photovoltaic | PV | IPP Non-CHP | 2 | 2.6 | 2.6 | 2.4 | 12 | 2021 |  |  |  | Y | [6 empty] | 180 | 15 | 3.2 | Y | [5 empty] | N |  | N
61060 | Cypress Creek Renewables | 65333 | Shakes Solar | TX | Dimmit | 785 | OP | Solar Photovoltaic | PV | IPP Non-CHP | 2 | 200 | 200 | 200 | 6 | 2022 |  | Y | [10 empty] | 270.1 |  | Y |  |  |  |  | N |  | N
64872 | Distributed Solar Development, LLC | 65339 | MD - CS - Potomac Edison Co - GA25 TPE (Community Solar) | MD | Garrett | 19002 | OP | Solar Photovoltaic | PV | IPP Non-CHP | 2 | 2 | 2 | 2 | 6 | 2022 |  | Y | [8 empty] | 180 | 0 | 3.2 | Y | [5 empty] | Y | 3.2 | N
64872 | Distributed Solar Development, LLC | 65340 | MD - CS - BGE - PR24 TPE | MD | Prince Georges | 19003 | OP | Solar Photovoltaic | PV | IPP Non-CHP | 2 | 2 | 2 | 2 | 9 | 2022 |  | Y | [8 empty] | 180 | 0 | 3.1 | Y | [5 empty] | Y | 3.1 | N
64676 | Macbeth Solar, LLC | 65346 | Macbeth Solar | MI | Muskegon | MCB20 | OP | Solar Photovoltaic | PV | IPP Non-CHP | 2 | 20 | 20 | 20 | 5 | 2022 |  | Y | [8 empty] | 180 | 20 | 28 | Y | [5 empty] | Y | 20 | N
64677 | Lyons Road Solar, LLC | 65347 | Lyons Road | MI | Shiawassee | LYON1 | OP | Solar Photovoltaic | PV | IPP Non-CHP | 2 | 20 | 20 | 20 | 1 | 2022 |  | Y | [8 empty] | 180 | 20 | 28 | Y | [5 empty] | Y | 20 | N
64684 | Mulligan Solar | 65349 | Mulligan Solar, LLC | IL | Logan | MLGAN | OP | Solar Photovoltaic | PV | IPP Non-CHP | 2 | 70 | 70 | 70 | 7 | 2022 |  | Y | [7 empty] | N | 180 |  | 92.4 | [5 empty] | Y | N |  | N
61204 | Today's Power, Inc. | 65351 | General Dynamics | AR | Ouachita | GD | OP | Solar Photovoltaic | PV | Industrial Non-CHP | 6 | 2 | 2 | 2 | 11 | 2020 |  | Y | [8 empty] | 180 | 0 | 2.4 | Y | [5 empty] | Y | 2.4 | N
58135 | Ecos Energy LLC | 65352 | MacKinnon Solar | VT | Rutland | MACKN | OP | Solar Photovoltaic | PV | IPP Non-CHP | 2 | 2.2 | 2.2 | 2.2 | 8 | 2021 |  |  |  | Y | [6 empty] | 180 | 18 | 3.2 | Y | [5 empty] | N |  | N
58135 | Ecos Energy LLC | 65353 | McHenry Solar | CT | Windham | MCHEN | OP | Solar Photovoltaic | PV | IPP Non-CHP | 2 | 1 | 1 | 1 | 10 | 2021 |  |  |  | Y | [6 empty] | 180 | 25 | 1.2 | Y | [5 empty] | N |  | N
60531 | Standard Solar | 65357 | OER Monarch CSG | MD | Prince Georges | OERMN | OP | Solar Photovoltaic | PV | IPP Non-CHP | 2 | 2 | 2 | 2 | 12 | 2021 |  |  |  | Y | [6 empty] | 0 | 25 | 2.8 | Y | [5 empty] | N |  | Y | 2.8
60531 | Standard Solar | 65358 | OER Patuxent CSG | MD | Anne Arundel | PATUX | OP | Solar Photovoltaic | PV | IPP Non-CHP | 2 | 2.8 | 2 | 2 | 11 | 2022 |  | Y | [8 empty] | 0 |  | 2.8 | Y | [5 empty] | N |  | Y | 2.8
60531 | Standard Solar | 65359 | Shepherds Mill CSG | MD | Carroll | SHEPM | OP | Solar Photovoltaic | PV | IPP Non-CHP | 2 | 2 | 2 | 2 | 9 | 2021 |  |  |  | Y | [6 empty] | 0 | 20 | 2.8 | Y | [5 empty] | N |  | Y | 2.8
64698 | Renewable Solar, Inc | 65364 | Danell Bros Inc | CA | Kings | 12585 | OP | Solar Photovoltaic | PV | Industrial Non-CHP | 6 | 2.6 | 2.6 | 2.6 | 9 | 2021 |  | Y | [8 empty] | 180 | 0 | 2.8 | Y | [5 empty] | Y | 2.8 | N
64686 | Linden Hawk Rise Solar LLC | 65368 | Linden Hawk Rise Solar CSG | NJ | Union | LINDN | OP | Solar Photovoltaic | PV | IPP Non-CHP | 2 | 4 | 4 | 4 | 12 | 2021 |  |  |  | Y | [6 empty] | 0 | 25 | 4.5 | Y | [5 empty] | N |  | N
64687 | BWC Maces Pond LLC | 65370 | BWC Maces Pond LLC | ME | Knox | RCKPT | OP | Solar Photovoltaic | PV | IPP Non-CHP | 2 | 3.5 | 3.5 | 3.5 | 12 | 2021 |  |  |  | Y | [6 empty] | 0 | 25 | 4.3 | Y | [5 empty] | N |  | N
64703 | SR Snipesville II, LLC | 65376 | SR Snipesville II | GA | Jeff Davis | SNIP2 | OP | Solar Photovoltaic | PV | IPP Non-CHP | 2 | 107 | 107 | 107 | 12 | 2021 |  | Y | [8 empty] | 0 |  | 152 |  | Y |  |  |  |  | N |  | N
64700 | OYA Robinson Road, LLC | 65378 | OYA Robinson Road | NY | Jefferson | NY002 | OP | Solar Photovoltaic | PV | IPP Non-CHP | 2 | 5 | 5 | 5 | 6 | 2022 |  | Y | [8 empty] | 180 |  | 6.7 | Y | [5 empty] | N |  | N
64699 | OYA State Route 122, LLC | 65379 | OYA State Route 122 | NY | Franklin | NY001 | OP | Solar Photovoltaic | PV | IPP Non-CHP | 2 | 4.5 | 4.5 | 4.5 | 12 | 2021 |  | Y | [8 empty] | 180 |  | 6.8 | Y | [5 empty] | N |  | N
64722 | Allie L.L.C. | 65381 | Allie L.L.C. | MN | Renville | PAPE | OP | Solar Photovoltaic | PV | IPP Non-CHP | 2 | 1 | 1 | 1 | 8 | 2022 |  | Y | [8 empty] | 1 | 1 | 1.5 | Y | [5 empty] | N |  | Y | 1.5
64724 | Lincoln Solar Star, LLC | 65382 | Lincoln WWTF Hybrid | CA | Placer | PV | OP | Solar Photovoltaic | PV | IPP Non-CHP | 2 | 3 | 2.8 | 2.3 | 8 | 2021 |  | Y | [8 empty] | 0 | 0 | 3.7 | Y | [5 empty] | N |  | N
64725 | Bodega Avenue Solar LLC | 65383 | Bodega Avenue Solar LLC | CA | Sonoma | 003-A | OP | Solar Photovoltaic | PV | IPP Non-CHP | 2 | 1 | 1 | 1 | 2 | 2021 |  | Y | [8 empty] | 180 | 52 | 1.3 | Y | [5 empty] | N |  | N
64725 | Bodega Avenue Solar LLC | 65383 | Bodega Avenue Solar LLC | CA | Sonoma | 003-B | OP | Solar Photovoltaic | PV | IPP Non-CHP | 2 | 1 | 1 | 1 | 1 | 2021 |  | Y | [8 empty] | 180 | 52 | 1.3 | Y | [5 empty] | N |  | N
64747 | KP Rancho Cordova Medical Offices Solar, LLC | 65384 | Rancho Cordova Medical Offices | CA | Sacramento | 7101 | OP | Solar Photovoltaic | PV | Commercial Non-CHP | 4 | 1.1 | 1 | 0.8 | 4 | 2021 |  |  |  | Y | [6 empty] | 180 | 20 | 1.3 | Y | [5 empty] | Y | 1.3 | N
56990 | NJR Clean Energy Ventures Corporation | 65385 | Airport Road Solar (CSG) | NY | Orange | AIRPT | OP | Solar Photovoltaic | PV | IPP Non-CHP | 2 | 3.4 | 3.4 | 3.4 | 9 | 2022 |  |  |  | Y | [6 empty] | 180 | 25 | 3.6 | Y | [5 empty] | N |  | Y | 3.6
56990 | NJR Clean Energy Ventures Corporation | 65387 | Holland Solar Farm | NJ | Hunterdon | HOLND | OP | Solar Photovoltaic | PV | IPP Non-CHP | 2 | 6.7 | 6.7 | 6.7 | 7 | 2022 |  |  |  | Y | [6 empty] | 180 | 10 | 8 | Y | [5 empty] | N |  | N
64729 | Midway Green Solar, LLC | 65389 | Midway Green Solar | SC | Union | MIDGS | OP | Solar Photovoltaic | PV | IPP Non-CHP | 2 | 12.8 | 12.8 | 12.8 | 12 | 2020 |  | Y | [8 empty] | 180 | 20 | 14.6 | Y | [5 empty] | N |  | N
64743 | PPM Solar LLC | 65391 | Beloit Solar LLC | KS | Mitchell | BS1 | OP | Solar Photovoltaic | PV | IPP Non-CHP | 2 | 2 | 2 | 2 | 6 | 2022 |  | Y | [8 empty] | 0 |  | 2.6 | Y | [5 empty] | N |  | N
12341 | MidAmerican Energy Co | 65393 | Neal Energy Center Solar | IA | Woodbury | NECS | OP | Solar Photovoltaic | PV | Electric Utility | 1 | 4 | 4 | 4 | 2 | 2022 |  | Y | [8 empty] | 181 | 52 | 5.2 | Y | [5 empty] | N |  | N
10171 | Kentucky Utilities Co | 65406 | LGE-KU Solar Share Facility Simpsonville | KY | Shelby | SSP | OP | Solar Photovoltaic | PV | Electric Utility | 1 | 2.1 | 1.7 | 1.7 | 7 | 2019 |  |  |  | Y | [6 empty] | 180 | 25 | 2.6 | Y | [5 empty] | N |  | N
64754 | Gilead Sciences Inc. | 65408 | Gilead Oceanside Solar Project | CA | San Diego | GOSSP | OP | Solar Photovoltaic | PV | IPP Non-CHP | 2 | 1.5 | 1.4 | 0.9 | 12 | 2021 |  |  |  |  | Y | [7 empty] | 1.8 | Y | [5 empty] | Y | 1.8 | N
64755 | Gilead Sciences Inc. Foster City | 65409 | Gilead Foster City Solar Project | CA | San Mateo | GFCS1 | OP | Solar Photovoltaic | PV | IPP Non-CHP | 2 | 0.9 | 0.9 | 0.1 | 4 | 2021 |  |  |  | Y | [6 empty] | 180 | 5 | 1.1 | Y | [5 empty] | Y | 1.1 | N
64755 | Gilead Sciences Inc. Foster City | 65409 | Gilead Foster City Solar Project | CA | San Mateo | GFCS2 | OP | Solar Photovoltaic | PV | IPP Non-CHP | 2 | 0.2 | 0.1 |  | 4 | 2021 |  |  |  | Y | [6 empty] | 0 | 10 | 0.2 | Y | [5 empty] | Y | 0.2 | N
61677 | Sol Systems | 65411 | Airport 009239 SCS Lexington, LLC | NE | Dawson | 20215 | OP | Solar Photovoltaic | PV | IPP Non-CHP | 2 | 1 | 1 | 1 | 5 | 2021 |  | Y | [8 empty] | 50 |  | 1.2 | Y | [5 empty] | N |  | N
61677 | Sol Systems | 65412 | Northern Cardinal Solar SCS IL 1, LLC | IL | Champaign | 20213 | OP | Solar Photovoltaic | PV | IPP Non-CHP | 2 | 10 | 10 | 10 | 2 | 2021 |  | Y | [8 empty] | 180 |  | 12.3 | Y | [5 empty] | N |  | N
61677 | Sol Systems | 65413 | SCS West Fairchild 011958 Danville, LLC | IL | Vermilion | 20217 | OP | Solar Photovoltaic | PV | IPP Non-CHP | 2 | 1.6 | 1.6 | 1.6 | 7 | 2021 |  |  |  | Y | [6 empty] | 180 | 20 | 2.3 | Y | [5 empty] | N |  | N
61677 | Sol Systems | 65414 | SCS Plainfield 011755 Naperville, LLC | IL | DuPage | 20212 | OP | Solar Photovoltaic | PV | IPP Non-CHP | 2 | 1 | 1 | 1 | 2 | 2021 |  |  |  | Y | [6 empty] | 180 | 20 | 1.3 | Y | [5 empty] | N |  | N
61677 | Sol Systems | 65415 | SCS Galena 012589 Peoria, LLC | IL | Peoria | 20218 | OP | Solar Photovoltaic | PV | IPP Non-CHP | 2 | 2 | 2 | 2 | 12 | 2021 |  | Y | [8 empty] | 90 |  | 2.4 | Y | [5 empty] | N |  | N
61677 | Sol Systems | 65416 | Monroe 009452 SCS Cozad, LLC | NE | Dawson | 20214 | OP | Solar Photovoltaic | PV | IPP Non-CHP | 2 | 2 | 2 | 2 | 7 | 2021 |  | Y | [8 empty] | 180 |  | 2.5 | Y | [5 empty] | N |  | N
61677 | Sol Systems | 65417 | SCS COUNTY 012631 Champaign, LLC | IL | Champaign | 20216 | OP | Solar Photovoltaic | PV | IPP Non-CHP | 2 | 2 | 2 | 2 | 9 | 2021 |  | Y | [8 empty] | 165 |  | 2.4 | Y | [5 empty] | N |  | N
61677 | Sol Systems | 65418 | SCS Randolph 012175 Somerset, LLC | NJ | Somerset | 20211 | OP | Solar Photovoltaic | PV | IPP Non-CHP | 2 | 2.3 | 2.3 | 2.3 | 1 | 2021 |  |  |  | Y | [6 empty] | 180 | 10 | 2.9 | Y | [5 empty] | N |  | N
64765 | OYA Wayside Drive LLC | 65434 | OYA Wayside Drive | NY | Jefferson | NY003 | OP | Solar Photovoltaic | PV | IPP Non-CHP | 2 | 5 | 5 | 5 | 10 | 2022 |  | Y | [8 empty] | 180 |  | 6.7 | Y | [5 empty] | N |  | N
64766 | OYA Pulaski LLC | 65435 | OYA Pulaski | NY | Oswego | NY004 | OP | Solar Photovoltaic | PV | IPP Non-CHP | 2 | 3.5 | 3.5 | 3.5 | 11 | 2022 |  | Y | [8 empty] | 180 |  | 4.8 | Y | [5 empty] | N |  | N
64767 | OYA Main Street LLC | 65436 | OYA Main Street | NY | Livingston | NY006 | OP | Solar Photovoltaic | PV | IPP Non-CHP | 2 | 5 | 5 | 5 | 12 | 2022 |  | Y | [8 empty] | 180 |  | 6.6 | Y | [5 empty] | N |  | N
65173 | United States Solar Corporation | 65441 | USS Itasca Clean Energy Solar LLC | MN | Itasca | USSTC | OP | Solar Photovoltaic | PV | IPP Non-CHP | 2 | 1 | 1 | 1 | 8 | 2022 |  | Y | [8 empty] | 180 |  | 1.4 | Y | [5 empty] | N |  | N
65173 | United States Solar Corporation | 65444 | USS Verbena Solar LLC | MN | McLeod | USSVS | OP | Solar Photovoltaic | PV | IPP Non-CHP | 2 | 1 | 1 | 1 | 10 | 2022 |  | Y | [8 empty] | 180 |  | 1.4 | Y | [5 empty] | N |  | N
62856 | Forefront Power, LLC | 65447 | CA-Ventura Co CCD-Oxnard College Canopy | CA | Ventura | 19032 | OP | Solar Photovoltaic | PV | IPP Non-CHP | 2 | 1.5 | 1.5 | 1.5 | 12 | 2022 |  |  |  | Y | [6 empty] | 270 | 7 | 1.8 | Y | [5 empty] | Y | 1.8 | N
61227 | Nautilus Solar Solutions | 65448 | SolarClub 10 LLC | MN | Wright | SC 10 | OP | Solar Photovoltaic | PV | IPP Non-CHP | 2 | 1 | 1 | 1 | 12 | 2020 |  |  |  | Y | [6 empty] | 180 | 52 | 1.4 | Y | [5 empty] | N |  | N
61227 | Nautilus Solar Solutions | 65449 | SolarClub 15 LLC | MN | Sherburne | SC 15 | OP | Solar Photovoltaic | PV | IPP Non-CHP | 2 | 1 | 1 | 1 | 12 | 2020 |  | N |  | Y | [6 empty] | 180 | 52 | 1.4 | Y | [5 empty] | N |  | N
62856 | Forefront Power, LLC | 65450 | NY - PANYNJ - LaGuardia - Rooftop | NY | Queens | 18002 | OP | Solar Photovoltaic | PV | IPP Non-CHP | 2 | 1 | 1 | 1 | 7 | 2022 |  |  |  | Y | [6 empty] | 256 | 10.4 | 1.3 | Y | [5 empty] | Y | 1.3 | N
61227 | Nautilus Solar Solutions | 65451 | SolarClub 20 LLC | MN | Wabasha | SC 20 | OP | Solar Photovoltaic | PV | IPP Non-CHP | 2 | 1 | 1 | 1 | 12 | 2020 |  |  |  | Y | [6 empty] | 180 | 52 | 1.4 | Y | [5 empty] | N |  | N
61227 | Nautilus Solar Solutions | 65452 | SolarClub 23 LLC | MN | Houston | SC 23 | OP | Solar Photovoltaic | PV | IPP Non-CHP | 2 | 1 | 1 | 1 | 12 | 2020 |  |  |  | Y | [6 empty] | 180 | 52 | 1.4 | Y | [5 empty] | N |  | N
61227 | Nautilus Solar Solutions | 65453 | SolarClub 28 LLC | MN | Blue Earth | SC 28 | OP | Solar Photovoltaic | PV | IPP Non-CHP | 2 | 1 | 1 | 1 | 12 | 2020 |  |  |  | Y | [6 empty] | 180 | 52 | 1.4 | Y | [5 empty] | N |  | N
61227 | Nautilus Solar Solutions | 65455 | SolarClub 35 LLC | MN | Blue Earth | SC 35 | OP | Solar Photovoltaic | PV | IPP Non-CHP | 2 | 1 | 1 | 1 | 12 | 2020 |  |  |  | Y | [6 empty] | 180 | 52 | 1.4 | Y | [5 empty] | N |  | N
64768 | OYA Church Road A LLC | 65459 | OYA Church Road | NY | Onondaga | NY005 | OP | Solar Photovoltaic | PV | IPP Non-CHP | 2 | 5 | 5 | 5 | 12 | 2022 |  | Y | [8 empty] | 180 |  | 6.7 | Y | [5 empty] | N |  | N
62915 | Madison Energy Holdings LLC | 65460 | Hartland Solar | ME | Somerset | HART1 | OP | Solar Photovoltaic | PV | IPP Non-CHP | 2 | 4 | 4 | 4 | 12 | 2021 |  |  |  | Y | [6 empty] | 180 | 30 | 5.8 | Y | [5 empty] | N |  | Y | 5.8
62915 | Madison Energy Holdings LLC | 65461 | Unity Solar | ME | Waldo | UNITY | OP | Solar Photovoltaic | PV | IPP Non-CHP | 2 | 5 | 5 | 5 | 12 | 2021 |  |  |  | Y | [6 empty] | 180 | 30 | 6.5 | Y | [5 empty] | N |  | Y | 6.4
64731 | County of Kern | 65464 | Laredo Detention Facility - Solar 2, 3 | CA | Kern | LDF2 | OP | Solar Photovoltaic | PV | Electric Utility | 1 | 3.1 | 3 | 2.3 | 11 | 2021 |  |  |  | Y | [6 empty] | 180 | 10 | 3.4 | Y | [5 empty] | Y | 2.4 | N
64731 | County of Kern | 65464 | Laredo Detention Facility - Solar 2, 3 | CA | Kern | LDF3 | OP | Solar Photovoltaic | PV | Electric Utility | 1 | 2.1 | 2.1 | 1.7 | 11 | 2021 |  |  |  | Y | [6 empty] | 180 | 10 | 3.3 | Y | [5 empty] | Y | 3.3 | N
15477 | Public Service Elec & Gas Co | 65465 | Cinnaminson Landfill Solar | NJ | Burlington | CINN | OP | Solar Photovoltaic | PV | Electric Utility | 1 | 10 | 10 | 10 | 3 | 2019 |  |  |  | Y | [6 empty] | 180 | 15 | 13 | Y | [5 empty] | N |  | N
15477 | Public Service Elec & Gas Co | 65466 | Kinsley II Landfill Solar System | NJ | Gloucester | KINS2 | OP | Solar Photovoltaic | PV | Electric Utility | 1 | 2 | 2 | 2 | 1 | 2020 |  |  |  | Y | [6 empty] | 180 | 9 | 4.8 | Y | [5 empty] | N |  | N
15477 | Public Service Elec & Gas Co | 65467 | Pennsauken Brownfield Solar | NJ | Camden | PENN | OP | Solar Photovoltaic | PV | Electric Utility | 1 | 12 | 12 | 12 | 4 | 2019 |  |  |  | Y | [6 empty] | 180 | 5 | 15.2 | Y | [5 empty] | N |  | N
15477 | Public Service Elec & Gas Co | 65468 | Highland Park Borough Solar | NJ | Middlesex | HIGH | OP | Solar Photovoltaic | PV | Electric Utility | 1 | 0.5 | 0.5 | 0.5 | 11 | 2019 |  |  |  | Y | [6 empty] | 163 | 25 | 0.6 | Y | [5 empty] | N |  | N
64785 | Sealed Air Corporation | 65469 | Sealed Air Madera Solar Project | CA | Madera | SAMSP | OP | Solar Photovoltaic | PV | Industrial Non-CHP | 6 | 3 | 3 | 2.3 | 5 | 2022 |  | Y |  | N | [5 empty] | N | 180 | 10 | 3.5 | Y | [5 empty] | Y | 3.5 | N
64779 | Cummins, Inc. | 65470 | Cummins Whitakers PV Arrays | NC | Nash | CWPVA | OP | Solar Photovoltaic | PV | IPP Non-CHP | 2 | 3.3 | 2.9 | 2.7 | 9 | 2022 |  |  |  | Y | [6 empty] | 180 | 10 | 3.6 | Y | [5 empty] | Y | 3.6 | N
64790 | GD Johnson Scituate I, LLC | 65473 | GD Johnson Scituate I, LLC | RI | Providence | GDJSI | OP | Solar Photovoltaic | PV | IPP Non-CHP | 2 | 4.3 | 4.3 | 4.3 | 12 | 2021 |  |  |  | Y | [6 empty] | 180 | 25 | 4.7 | Y | [5 empty] | N |  | Y | 4.7
64791 | GDIM 1, LLC | 65474 | GDIM 1, LLC | RI | Providence | GDIM1 | OP | Solar Photovoltaic | PV | IPP Non-CHP | 2 | 9.6 | 9.6 | 9.6 | 12 | 2021 |  |  |  | Y | [6 empty] | 180 | 20 | 12.6 | Y | [5 empty] | N |  | Y | 12.6
64792 | GDIM 2, LLC | 65475 | GDIM 2, LLC | RI | Providence | GDIM2 | OP | Solar Photovoltaic | PV | IPP Non-CHP | 2 | 9.6 | 9.6 | 9.6 | 12 | 2021 |  |  |  | Y | [6 empty] | 180 | 20 | 11.5 | Y | [5 empty] | N |  | Y | 11.5
64793 | GDIM 3, LLC | 65476 | GDIM 3, LLC | RI | Providence | GDIM3 | OP | Solar Photovoltaic | PV | IPP Non-CHP | 2 | 9.6 | 9.6 | 9.6 | 12 | 2021 |  |  |  | Y | [6 empty] | 180 | 20 | 13 | Y | [5 empty] | N |  | Y | 13
64794 | GDIM 4, LLC | 65477 | GDIM 4, LLC | RI | Providence | GDIM4 | OP | Solar Photovoltaic | PV | IPP Non-CHP | 2 | 9.6 | 9.6 | 9.6 | 12 | 2021 |  |  |  | Y | [6 empty] | 180 | 20 | 12.2 | Y | [5 empty] | N |  | Y | 12.2
63640 | Safari Energy, LLC | 65481 | Wilkinson DeFore | GA | Wilkinson | WD | OP | Solar Photovoltaic | PV | IPP Non-CHP | 2 | 3 | 3 | 3 | 4 | 2020 |  | Y | [8 empty] | 180 | 55 | 4 | Y | [5 empty] | N |  | N
63226 | CalCom Energy | 65485 | Graniterock Quarry | CA | San Benito | GRWQ | OP | Solar Photovoltaic | PV | IPP Non-CHP | 2 | 4.4 | 4.4 | 4.1 | 9 | 2022 |  |  |  | Y | [6 empty] | 200 | 25 | 5.7 | Y | [5 empty] | N |  | N
62719 | Green Street Power Partners | 65487 | Washington Avenue Solar, LLC | NY | Schenectady | WASH | OP | Solar Photovoltaic | PV | IPP Non-CHP | 2 | 4.6 | 4.6 | 4.6 | 12 | 2020 |  |  | N | Y | [6 empty] | 180 | 25 | 6.1 | Y | [5 empty] | N |  | N
64331 | DTE Sustainable Generation | 65497 | Garden 1 Solar Park | MI | Delta | GRDS1 | OP | Solar Photovoltaic | PV | IPP Non-CHP | 2 | 1.1 | 1.1 | 1.1 | 9 | 2016 |  |  |  | Y | [6 empty] | 180 | 30 | 1.1 | Y | [5 empty] | N |  | N
64331 | DTE Sustainable Generation | 65498 | Garden 2 Solar Park | MI | Delta | GRDS2 | OP | Solar Photovoltaic | PV | IPP Non-CHP | 2 | 1.4 | 1.4 | 1.4 | 6 | 2022 |  | Y | N | [7 empty] | 0 |  | 1.8 | Y | [5 empty] | N |  | N
64778 | Strata Manager, LLC | 65502 | Beaker | NC | Pitt | BEAKR | OP | Solar Photovoltaic | PV | IPP Non-CHP | 2 | 5 | 5 | 5 | 12 | 2019 |  | Y | [8 empty] | 180 |  | 6.9 | Y | [5 empty] | N |  | N
64778 | Strata Manager, LLC | 65503 | Belafonte | NC | Duplin | BELAF | OP | Solar Photovoltaic | PV | IPP Non-CHP | 2 | 3.4 | 3.4 | 3.4 | 12 | 2018 |  | Y | [8 empty] | 180 |  | 4.8 | Y | [5 empty] | N |  | N
64778 | Strata Manager, LLC | 65505 | Gilead | NC | Montgomery | GILEA | OP | Solar Photovoltaic | PV | IPP Non-CHP | 2 | 3.5 | 3.5 | 3.5 | 12 | 2019 |  | Y | [8 empty] | 180 |  | 4.6 | Y | [5 empty] | N |  | N
64778 | Strata Manager, LLC | 65506 | Gladstone Farm | NC | Moore | GLADS | OP | Solar Photovoltaic | PV | IPP Non-CHP | 2 | 5 | 5 | 5 | 12 | 2019 |  | Y | [8 empty] | 180 |  | 6.9 | Y | [5 empty] | N |  | N
64811 | 42nd Road Solar LLC | 65508 | Mendota Rich Dev CSG | IL | LaSalle | MEND | OP | Solar Photovoltaic | PV | IPP Non-CHP | 2 | 2 | 2 | 2 | 2 | 2022 |  |  |  | Y | [6 empty] | 180 | 55 | 2.7 | Y | [5 empty] | N |  | Y | 2.7
17164 | Sierra Pacific Industries | 65510 | Sierra Pacific Chinese Camp | CA | Tuolumne | GEN 1 | OP | Solar Photovoltaic | PV | Industrial Non-CHP | 6 | 3.6 | 3.6 | 3.6 | 3 | 2022 |  |  |  | Y | [6 empty] | 174.6 | 20 | 3.6 | Y | [5 empty] | Y | 3.6 | N
64839 | Dodge Renewables 1, LLC | 65515 | Dodge Renewables 1 | MN | Dodge | 11049 | OP | Solar Photovoltaic | PV | IPP Non-CHP | 2 | 1 | 1 | 0.8 | 8 | 2022 |  | Y |  | N | [6 empty] | 180 | 25 | 1 | Y | [5 empty] | N |  | N
64840 | Dodge Renewables 2, LLC | 65516 | Dodge Renewables 2 | MN | Dodge | 11083 | OP | Solar Photovoltaic | PV | IPP Non-CHP | 2 | 1 | 0.8 | 0.8 | 9 | 2022 |  | Y | [8 empty] | 180 | 25 | 1 | Y | [5 empty] | N |  | N
60970 | SunShare Management | 65520 | Vasquez V CSG | CO | Weld | VASQV | OP | Solar Photovoltaic | PV | IPP Non-CHP | 2 | 4 | 4 | 4 | 12 | 2021 |  | Y |  |  | Y | [5 empty] | 180 | 0 | 4.8 | Y | [5 empty] | N |  | Y | 4.8
64802 | Longbow Solar, LLC | 65521 | Longbow Solar, LLC | TX | Brazoria | LBSOL | OP | Solar Photovoltaic | PV | IPP Non-CHP | 2 | 78.1 | 78.1 | 78.1 | 7 | 2022 |  | Y | [8 empty] | 180 |  | 112 | Y | [5 empty] | N |  | N
62856 | Forefront Power, LLC | 65528 | CA - Fresno County - Juvenile Hall | CA | Fresno | 17031 | OP | Solar Photovoltaic | PV | IPP Non-CHP | 2 | 2.8 | 2.8 | 2.8 | 3 | 2022 |  | Y |  |  | Y | [5 empty] | 180 |  | 3.8 | Y | [5 empty] | Y | 3.8 | N
64848 | Maine DG Solar Baldwin, LLC | 65532 | Baldwin | ME | Cumberland | BALD | OP | Solar Photovoltaic | PV | IPP Non-CHP | 2 | 5 | 5 | 5 | 3 | 2022 |  | Y |  | N | [6 empty] | 15 | 5 | 7.4 |  | Y |  |  |  |  | N |  | N
64849 | Maine DG Solar Augusta, LLC | 65533 | Augusta | ME | Kennebec | AUGU | OP | Solar Photovoltaic | PV | IPP Non-CHP | 2 | 2.5 | 2.5 | 2.5 | 3 | 2022 |  | Y | [8 empty] | 3.2 |  | 3.7 |  | Y |  |  |  |  | N |  | N
64850 | Maine DG Solar Monmouth, LLC | 65534 | Monmouth | ME | Kennebec | MON | OP | Solar Photovoltaic | PV | IPP Non-CHP | 2 | 5 | 5 | 5 | 3 | 2022 |  | Y | [8 empty] | 3.1 |  | 7.2 |  | Y |  |  |  |  | N |  | N
64778 | Strata Manager, LLC | 65547 | Wedge | NC | Wayne | WEDGE | OP | Solar Photovoltaic | PV | IPP Non-CHP | 2 | 5 | 5 | 5 | 4 | 2021 |  | Y | [8 empty] | 208 |  | 6.8 | Y | [5 empty] | N |  | N
64778 | Strata Manager, LLC | 65548 | Truman (NC) | NC | Johnston | TRUMN | OP | Solar Photovoltaic | PV | IPP Non-CHP | 2 | 5 | 5 | 5 | 12 | 2019 |  | Y | [8 empty] | 180 |  | 6.6 | Y | [5 empty] | N |  | N
64778 | Strata Manager, LLC | 65549 | Trent River Farm | NC | Jones | TRENT | OP | Solar Photovoltaic | PV | IPP Non-CHP | 2 | 5 | 5 | 5 | 8 | 2018 |  |  |  | Y | [6 empty] | 180 | 20 | 7.2 | Y | [5 empty] | N |  | N
64778 | Strata Manager, LLC | 65550 | Tinker (NC) | NC | Chatham | TINKR | OP | Solar Photovoltaic | PV | IPP Non-CHP | 2 | 4.8 | 4.8 | 4.8 | 11 | 2018 |  |  |  | Y | [6 empty] | 180 | 20 | 6.6 |  | Y |  |  |  |  | N |  | N
64778 | Strata Manager, LLC | 65551 | Sneads Grove | NC | Scotland | SNEAD | OP | Solar Photovoltaic | PV | IPP Non-CHP | 2 | 5 | 5 | 5 | 2 | 2018 |  |  |  | Y | [6 empty] | 180 | 20 | 7.2 | Y | [5 empty] | N |  | N
64778 | Strata Manager, LLC | 65552 | Henry Farm | NC | Randolph | HENRY | OP | Solar Photovoltaic | PV | IPP Non-CHP | 2 | 5 | 5 | 5 | 12 | 2017 |  |  |  | Y | [6 empty] | 180 | 20 | 6.8 |  | Y |  |  |  |  | N |  | N
64778 | Strata Manager, LLC | 65553 | Kalish Farm Solar | NC | Montgomery | KALIS | OP | Solar Photovoltaic | PV | IPP Non-CHP | 2 | 5 | 5 | 5 | 6 | 2018 |  |  |  | Y | [6 empty] | 180 | 20 | 6.8 |  | Y |  |  |  |  | N |  | N
64778 | Strata Manager, LLC | 65554 | Kendall Farm | NC | Randolph | KENDL | OP | Solar Photovoltaic | PV | IPP Non-CHP | 2 | 5 | 5 | 5 | 6 | 2019 |  | Y | [8 empty] | 180 |  | 6.9 | Y | [5 empty] | N |  | N
64778 | Strata Manager, LLC | 65555 | Peake Road | NC | Granville | PEAKE | OP | Solar Photovoltaic | PV | IPP Non-CHP | 2 | 5 | 5 | 5 | 6 | 2019 |  |  |  | Y | [6 empty] | 180 | 20 | 6.9 | Y | [5 empty] | N |  | N
64778 | Strata Manager, LLC | 65556 | Seagrove | NC | Randolph | SEAGR | OP | Solar Photovoltaic | PV | IPP Non-CHP | 2 | 4.5 | 4.5 | 4.5 | 12 | 2019 |  |  |  | Y | [6 empty] | 180 | 20 | 6.2 | Y | [5 empty] | N |  | N
64778 | Strata Manager, LLC | 65559 | Nolan | MA | Berkshire | NOLAN | OP | Solar Photovoltaic | PV | IPP Non-CHP | 2 | 1 | 1 | 1 | 11 | 2017 |  |  |  | Y | [6 empty] | 180 | 25 | 1.5 | Y | [5 empty] | N |  | N
64778 | Strata Manager, LLC | 65560 | Truck Stop | MA | Berkshire | TRUCK | OP | Solar Photovoltaic | PV | IPP Non-CHP | 2 | 2 | 2 | 2 | 11 | 2017 |  |  |  | Y | [6 empty] | 180 | 25 | 3 | Y | [5 empty] | N |  | N
60025 | Greenbacker Renewable Energy Corporation | 65563 | Robin NJ | NJ | Mercer | 136 | OP | Solar Photovoltaic | PV | IPP Non-CHP | 2 | 2.2 | 2.2 | 2.2 | 4 | 2022 |  |  |  | Y | [6 empty] | 220 | 10 | 2.7 | Y | [5 empty] | Y | 2.7 | N
64395 | Bay4 Energy Services, LLC | 65564 | Calibrant Bakersfield LLC | CA | Kern | BAKER | OP | Solar Photovoltaic | PV | IPP Non-CHP | 2 | 1.3 | 1.3 | 1.3 | 2 | 2022 |  | Y |  | Y | [6 empty] | 0 | 0 | 1.7 | Y | [5 empty] | Y | 1.7 | N
64778 | Strata Manager, LLC | 65566 | Bradford Solar | MA | Essex | BRADF | OP | Solar Photovoltaic | PV | IPP Non-CHP | 2 | 5 | 5 | 5 | 4 | 2017 |  |  |  | Y | [6 empty] | 180 | 25 | 5.9 | Y | [5 empty] | N |  | N
64778 | Strata Manager, LLC | 65567 | Smith Solar Farm | NC | Scotland | SMITH | OP | Solar Photovoltaic | PV | IPP Non-CHP | 2 | 5 | 5 | 5 | 7 | 2019 |  | Y | [8 empty] | 180 |  | 7 | Y | [5 empty] | N |  | N
64846 | Google, Inc. | 65568 | Google Moffett Park Solar Project | CA | Santa Clara | GMSP1 | OP | Solar Photovoltaic | PV | IPP Non-CHP | 2 | 0.9 | 1 | 1 | 3 | 2021 |  |  |  |  | Y | [7 empty] | 1 | Y | [5 empty] | Y | 1 | N
64846 | Google, Inc. | 65568 | Google Moffett Park Solar Project | CA | Santa Clara | GMSP2 | OP | Solar Photovoltaic | PV | IPP Non-CHP | 2 | 0.7 | 0.7 | 0.5 | 3 | 2021 |  |  |  | Y | [6 empty] | 165 | 3 | 0.9 | Y | [5 empty] | Y | 0.9 | N
64845 | Gilead Sciences, Inc. - La Verne | 65569 | Gilead Sciences La Verne Rooftop Solar | CA | Los Angeles | GSRSP | OP | Solar Photovoltaic | PV | IPP Non-CHP | 2 | 1.7 | 1.6 | 1.4 | 7 | 2021 |  |  |  |  | Y | [7 empty] | 2 | Y | [5 empty] | Y | 2 | N
64878 | West Valley-Mission Community College District | 65570 | West Valley Mission CCD Solar Project | CA | Santa Clara | WVMSP | OP | Solar Photovoltaic | PV | IPP Non-CHP | 2 | 2.7 | 2.5 | 0.9 | 9 | 2022 |  |  |  | Y | [6 empty] | 180 | 10 | 2.9 | Y | [5 empty] | Y | 2.9 | N
64808 | Verizon Communications | 65571 | Verizon Hidden Ridge Solar Project | TX | Dallas | VH600 | OP | Solar Photovoltaic | PV | IPP Non-CHP | 2 | 1 | 0.9 | 0.6 | 9 | 2022 |  |  |  | Y | [6 empty] | 175 | 10 | 1.1 | Y | [5 empty] | Y | 1.1 | N
64808 | Verizon Communications | 65571 | Verizon Hidden Ridge Solar Project | TX | Dallas | VH700 | OP | Solar Photovoltaic | PV | IPP Non-CHP | 2 | 1.1 | 1 | 0.7 | 9 | 2022 |  |  |  | Y | [6 empty] | 39 | 10 | 1.3 | Y | [5 empty] | Y | 1.3 | N
64808 | Verizon Communications | 65571 | Verizon Hidden Ridge Solar Project | TX | Dallas | VH750 | OP | Solar Photovoltaic | PV | IPP Non-CHP | 2 | 0.8 | 0.8 | 0.6 | 7 | 2022 |  |  |  | Y | [6 empty] | 217 | 1 | 1 | Y | [5 empty] | Y | 1 | N
64891 | Richlands Solar, LLC | 65583 | Richlands Solar, LLC | NC | Onslow | RICH1 | OP | Solar Photovoltaic | PV | IPP Non-CHP | 2 | 1.9 | 1.9 | 1.9 | 9 | 2021 |  |  |  | Y | [6 empty] | 180 | 25 | 2.7 | Y | [5 empty] | N |  | N
64890 | Cruise Solar, LLC | 65584 | Cruise Solar, LLC | NC | Onslow | CRUI1 | OP | Solar Photovoltaic | PV | IPP Non-CHP | 2 | 1.9 | 1.9 | 1.9 | 9 | 2021 |  |  |  | Y | [6 empty] | 180 | 25 | 2.7 | Y | [5 empty] | N |  | N
64883 | Whatley Renewables, LLC | 65585 | Whatley Renewables | MA | Franklin | 2684 | OP | Solar Photovoltaic | PV | IPP Non-CHP | 2 | 1 | 1 | 0.8 | 10 | 2020 |  |  |  | Y | [6 empty] | 180 | 30 | 1.2 | Y | [5 empty] | N |  | N
64884 | Wachusett Solar, LLC | 65586 | Wachusett Solar | MA | Worcester | 2910 | OP | Solar Photovoltaic | PV | IPP Non-CHP | 2 | 2 | 2 | 1.8 | 8 | 2019 |  |  |  | Y | [6 empty] | 180 | 25 | 2.6 | Y | [5 empty] | N |  | N
64888 | RT32 Westerlo Solar 1, LLC | 65587 | RT32 Westerlo Solar 1 | NY | Albany | 7105 | OP | Solar Photovoltaic | PV | IPP Non-CHP | 2 | 5 | 5 | 4.8 | 3 | 2020 |  |  |  | Y | [6 empty] | 210 | 25 | 7 | Y | [5 empty] | N |  | N
64083 | DG Central 1, LLC | 65595 | Hormel CSG Solar | MN | Chippewa | HORCS | OP | Solar Photovoltaic | PV | IPP Non-CHP | 2 | 1 | 1 | 1 | 12 | 2022 |  |  |  | Y | [6 empty] | 180 | 15 | 1.4 | Y | [5 empty] | N |  | N
62067 | EnterSolar | 65597 | CEC, LLC Westtown B | NY | Orange | CLWB | OP | Solar Photovoltaic | PV | IPP Non-CHP | 2 | 2 | 2 | 2 | 5 | 2018 |  |  |  | Y | [6 empty] | 180 | 25 | 2.8 | Y | [5 empty] | Y | 2.8 | N
60970 | SunShare Management | 65609 | Gilcrest Sun CSG | CO | Weld | GLCRS | OP | Solar Photovoltaic | PV | IPP Non-CHP | 2 | 1.8 | 1.8 | 1.8 | 12 | 2021 |  | Y |  |  | Y | [5 empty] | 180 | 0 | 2.2 | Y | [5 empty] | N |  | Y | 2.2
64901 | TPE MD MO32 LLC | 65610 | MO32 (CSG) | MD | Montgomery | MO32 | OP | Solar Photovoltaic | PV | IPP Non-CHP | 2 | 2 | 2 | 2 | 5 | 2022 |  |  |  | Y | [6 empty] | 180 | 25 | 2.5 | Y | [5 empty] | N |  | Y | 2.5
64902 | TPE MD MO33 LLC | 65611 | MO33 CSG | MD | Montgomery | MO33 | OP | Solar Photovoltaic | PV | IPP Non-CHP | 2 | 2 | 2 | 2 | 4 | 2022 |  | Y |  | Y | [6 empty] | 165 | 25 | 2.4 | Y | [5 empty] | N |  | Y | 2.4
64903 | Snowden River Parkway, LLC | 65612 | Snowden River CSG | MD | Howard | SNOWD | OP | Solar Photovoltaic | PV | IPP Non-CHP | 2 | 1.9 | 1.9 | 1.9 | 6 | 2021 |  |  |  | Y | [6 empty] | 173 | 10 | 2.6 | Y | [5 empty] | N |  | Y | 2.6
64904 | AES Clean Energy | 65613 | JB-Tobin 2 | NY | Dutchess | JBTB2 | OP | Solar Photovoltaic | PV | IPP Non-CHP | 2 | 1.6 | 1.6 | 1.6 | 12 | 2021 |  |  |  | Y | [6 empty] | 180 | 20 | 2.1 | Y | [5 empty] | Y | 2.1 | N
64905 | Solar Star Coastal Pirate, LLC | 65614 | Orange Coast College PH2 Solar Project | CA | Orange | OCCSP | OP | Solar Photovoltaic | PV | IPP Non-CHP | 2 | 3.1 | 3 | 2.7 | 5 | 2022 |  | N |  | Y | [6 empty] | 10 | 10 | 4 | Y | [5 empty] | Y | 2.6 | N
64872 | Distributed Solar Development, LLC | 65617 | BBARWA | CA | San Bernardino | P3998 | OP | Solar Photovoltaic | PV | IPP Non-CHP | 2 | 1.3 | 1.3 | 1.3 | 12 | 2021 |  |  |  | Y | [6 empty] | 90 | 8 | 1.7 | Y | [5 empty] | Y | 1.7 | N
60025 | Greenbacker Renewable Energy Corporation | 65618 | Gunnison Solar | UT | Sanpete | 524 | OP | Solar Photovoltaic | PV | IPP Non-CHP | 2 | 1.5 | 1.5 | 1.5 | 9 | 2022 |  | Y |  | N | [6 empty] | 0 | 52 | 2 | Y | [5 empty] | N |  | N
60025 | Greenbacker Renewable Energy Corporation | 65619 | ER Sand Hill | VT | Rutland | 289 | OP | Solar Photovoltaic | PV | IPP Non-CHP | 2 | 2.2 | 2.2 | 2.2 | 11 | 2022 |  |  |  | Y | [6 empty] | 180 | 30 | 3.1 | Y | [5 empty] | N |  | N
63466 | Conductive Power | 65620 | 100 Lower | NY | Orange | 100LR | OP | Solar Photovoltaic | PV | IPP Non-CHP | 2 | 2 | 2 | 2 | 5 | 2020 |  |  |  | Y | [6 empty] | 180 | 25 | 2.9 | Y | [5 empty] | N |  | Y | 2.9
63466 | Conductive Power | 65621 | 456 Lower | NY | Orange | 456LR | OP | Solar Photovoltaic | PV | IPP Non-CHP | 2 | 1.4 | 1.4 | 1.4 | 10 | 2020 |  |  |  | Y | [6 empty] | 180 | 25 | 1.7 | Y | [5 empty] | N |  | Y | 1.7
63466 | Conductive Power | 65622 | Absegami | NJ | Atlantic | ABSGI | OP | Solar Photovoltaic | PV | IPP Non-CHP | 2 | 2.1 | 2.1 | 2.1 | 5 | 2021 |  |  |  | Y | [6 empty] | 180 | 5 | 2.8 | Y | [5 empty] | Y | 2.8 | N
63466 | Conductive Power | 65623 | Cedar Creek | NJ | Atlantic | CDRCK | OP | Solar Photovoltaic | PV | IPP Non-CHP | 2 | 1.6 | 1.6 | 1.6 | 5 | 2021 |  |  |  | Y | [6 empty] | 180 | 5 | 2 | Y | [5 empty] | Y | 2 | N
64918 | EF NY CDG 011, LLC | 65624 | Union Springs 40 | NY | Cayuga | US40 | OP | Solar Photovoltaic | PV | IPP Non-CHP | 2 | 5 | 5 | 5 | 2 | 2022 |  |  |  | Y | [6 empty] | 0 | 25 | 7.5 | Y | [5 empty] | Y | 7.5 | N
64919 | EF NY CDG 003, LLC | 65625 | Union Springs 963 | NY | Cayuga | US963 | OP | Solar Photovoltaic | PV | IPP Non-CHP | 2 | 5 | 5 | 5 | 1 | 2022 |  |  |  | Y | [6 empty] | 0 | 26 | 7.4 | Y | [5 empty] | Y | 7.4 | N
64920 | EF NY CDG 001, LLC | 65626 | North Eagle Village Solar | NY | Onondaga | NEV | OP | Solar Photovoltaic | PV | IPP Non-CHP | 2 | 5 | 5 | 5 | 1 | 2022 |  |  |  | Y | [6 empty] | 0 | 25 | 7.5 | Y | [5 empty] | Y | 7.5 | N
64921 | EF NY CDG 002, LLC | 65627 | Green Lakes Solar | NY | Onondaga | GL | OP | Solar Photovoltaic | PV | IPP Non-CHP | 2 | 5 | 5 | 5 | 3 | 2022 |  |  |  | Y | [6 empty] | 0 | 25 | 7.4 | Y | [5 empty] | Y | 7.4 | N
64922 | EF NY CDG 007, LLC | 65628 | Judd Road Solar | NY | Oneida | JR | OP | Solar Photovoltaic | PV | IPP Non-CHP | 2 | 5 | 5 | 5 | 3 | 2022 |  |  |  | Y | [6 empty] | 0 | 25 | 7.5 | Y | [5 empty] | Y | 7.5 | N
65411 | Duke Energy Renewables Services | 65631 | Pisgah Ridge Solar, LLC | TX | Navarro | PSGAH | OP | Solar Photovoltaic | PV | IPP Non-CHP | 2 | 250 | 250 | 250 | 12 | 2022 |  | Y | [8 empty] | 25 |  | 321 | Y | [5 empty] | N |  | N
64900 | MN CSG 2019-38 DE LLC | 65632 | MN CSG 2019-38 DE LLC | MN | Le Sueur | REGEN | OP | Solar Photovoltaic | PV | IPP Non-CHP | 2 | 1 | 1 | 1 | 11 | 2022 |  | Y | [8 empty] | 1 | 1 | 1.8 | Y | [5 empty] | N |  | Y | 1.8
64880 | Dartmouth Farms Solar, LLC | 65636 | Dartmouth Farms Solar | MA | Bristol | 2132 | OP | Solar Photovoltaic | PV | IPP Non-CHP | 2 | 2 | 2 | 1.8 | 11 | 2017 |  |  |  | Y | [6 empty] | 180 | 30 | 2.7 | Y | [5 empty] | N |  | N
64880 | Dartmouth Farms Solar, LLC | 65636 | Dartmouth Farms Solar | MA | Bristol | 5138 | OP | Solar Photovoltaic | PV | IPP Non-CHP | 2 | 2.3 | 2.3 | 2.1 | 6 | 2020 |  |  |  | Y | [6 empty] | 180 | 25 | 3 | Y | [5 empty] | N |  | N
64881 | Foster Solar, LLC | 65637 | Foster Solar | RI | Providence | 2481 | OP | Solar Photovoltaic | PV | IPP Non-CHP | 2 | 1.2 | 1.2 | 1 | 8 | 2016 |  |  |  | Y | [6 empty] | 180 | 30 | 1.2 | Y | [5 empty] | N |  | N
64910 | SR Greenville I, LLC | 65638 | SR Greenville I | TN | Greene | SRGN1 | OP | Solar Photovoltaic | PV | IPP Non-CHP | 2 | 4.8 | 4.8 | 4.8 | 12 | 2022 |  | Y | [8 empty] | 180 | 20 | 6.7 |  | Y |  |  |  |  | N |  | N
64911 | SR Greenville II, LLC | 65639 | SR Greenville II | TN | Greene | SRGN2 | OP | Solar Photovoltaic | PV | IPP Non-CHP | 2 | 4.8 | 4.8 | 4.8 | 12 | 2022 |  | Y | [8 empty] | 180 | 20 | 6.7 |  | Y |  |  |  |  | N |  | N
64912 | SR Bolivar, LLC | 65640 | SR Bolivar | TN | Hardeman | SRBOL | OP | Solar Photovoltaic | PV | IPP Non-CHP | 2 | 3.3 | 3.3 | 3.3 | 12 | 2022 |  | Y | [8 empty] | 180 | 20 | 4.6 |  | Y |  |  |  |  | N |  | N
64913 | SR Paris, LLC | 65641 | SR Paris | TN | Henry | SRPAR | OP | Solar Photovoltaic | PV | IPP Non-CHP | 2 | 6.8 | 6.8 | 6.8 | 12 | 2022 |  | Y | [8 empty] | 180 | 20 | 9.5 |  | Y |  |  |  |  | N |  | N
64914 | SR Jackson II, LLC | 65642 | SR Jackson II | TN | Madison | SRJA2 | OP | Solar Photovoltaic | PV | IPP Non-CHP | 2 | 1 | 1 | 1 | 8 | 2022 |  | Y | [8 empty] | 180 | 20 | 2 |  | Y |  |  |  |  | N |  | N
63466 | Conductive Power | 65643 | Castleton | NY | Rensselaer | CASTN | OP | Solar Photovoltaic | PV | IPP Non-CHP | 2 | 5 | 5 | 5 | 6 | 2021 |  |  |  | Y | [6 empty] | 180 | 25 | 7.2 | Y | [5 empty] | N |  | Y | 7.2
64926 | Croton Solar LLC | 65647 | Croton Solar | NY | Westchester | CROT | OP | Solar Photovoltaic | PV | IPP Non-CHP | 2 | 3 | 3 | 3 | 12 | 2021 |  |  |  | Y | [6 empty] | 182 | 25 | 4 | Y | [5 empty] | N |  | N
64889 | Brockelman Road Solar 2, LLC | 65650 | Brockelman Road Solar 2 | MA | Worcester | 15446 | OP | Solar Photovoltaic | PV | IPP Non-CHP | 2 | 1 | 1 | 0.8 | 8 | 2021 |  |  |  | Y | [6 empty] | 180 | 20 | 1.7 | Y | [5 empty] | N |  | N
63432 | SkyHigh 2 Solar | 65652 | Niagara Bottling - Rialto | CA | San Bernardino | NBRIA | OP | Solar Photovoltaic | PV | Industrial Non-CHP | 6 | 4.2 | 4.2 | 4.2 | 12 | 2021 |  |  |  | Y | [6 empty] | 180 | 10 | 5.2 | Y | [5 empty] | Y | 5.2 | N
63432 | SkyHigh 2 Solar | 65653 | TES Rowtier | MA | Worcester | NBRIA | OP | Solar Photovoltaic | PV | IPP Non-CHP | 2 | 3 | 3 | 3 | 4 | 2021 |  |  |  | Y | [6 empty] | 180 | 10 | 4.1 | Y | [5 empty] | N |  | N
64933 | Solar Star River SLB, LLC | 65658 | DRPA Lindenwold Station Solar Project | NJ | Camden | DLSSP | OP | Solar Photovoltaic | PV | IPP Non-CHP | 2 | 6 | 6 | 4.8 | 12 | 2021 |  |  |  |  | Y | [7 empty] | 7.8 | Y | [5 empty] | Y | 7.8 | N
64930 | ENGIE 2020 ProjectCo-WI1 LLC | 65659 | ENGIE 2020 ProjectCo-WI1 LLC | WI | Fond Du Lac | PV1 | OP | Solar Photovoltaic | PV | IPP Non-CHP | 2 | 1 | 1 | 1 | 12 | 2021 |  |  |  | Y | [6 empty] | 0 | 30 | 1.2 | Y | [5 empty] | N |  | N
64917 | Rayos del Sol Solar Project, LLC | 65661 | Nebula Solar | TX | Cameron | NEB1 | OP | Solar Photovoltaic | PV | IPP Non-CHP | 2 | 135 | 135 | 135 | 6 | 2022 |  | Y | [8 empty] | 0 | 60 | 181.5 | Y | [5 empty] | Y | 181.5 | N
64917 | Rayos del Sol Solar Project, LLC | 65662 | Vancourt Solar Interconnections | TX | Cameron | VAN1 | OP | Solar Photovoltaic | PV | IPP Non-CHP | 2 | 45 | 45 | 45 | 9 | 2022 |  | Y | [8 empty] | 0 | 60 | 59.5 | Y | [5 empty] | Y | 59.5 | N
64426 | DG Connecticut III, LLC | 65667 | East Windsor Solar One | CT | Hartford | EWS1 | OP | Solar Photovoltaic | PV | IPP Non-CHP | 2 | 5 | 5 | 5 | 12 | 2021 |  |  |  | Y | [6 empty] | 180 | 30 | 7.6 | Y | [5 empty] | N |  | N
64426 | DG Connecticut III, LLC | 65668 | Southington Solar One | CT | Hartford | EWS1 | OP | Solar Photovoltaic | PV | IPP Non-CHP | 2 | 4.7 | 4.7 | 4.7 | 2 | 2022 |  |  |  | Y | [6 empty] | 180 | 30 | 7.6 | Y | [5 empty] | N |  | N
64938 | Faunce Corner Road Dartmouth Solar 1, LLC | 65669 | Faunce Corner Community Solar | MA | Bristol | FCPV | OP | Solar Photovoltaic | PV | IPP Non-CHP | 2 | 1 | 1 | 1 | 7 | 2022 |  |  |  | Y | [6 empty] | 180 | 25 | 2.2 | Y | [5 empty] | N |  | Y | 2.2
64939 | Ventura Drive Dartmouth Solar 1, LLC | 65670 | Ventura | MA | Bristol | VTRPV | OP | Solar Photovoltaic | PV | IPP Non-CHP | 2 | 1 | 1 | 1 | 6 | 2022 |  |  |  | Y | [6 empty] | 180 | 25 | 2.7 | Y | [5 empty] | N |  | Y | 1
64940 | Cattail Solar, LLC | 65671 | Cattail (CSG) | IL | Whiteside | CATTL | OP | Solar Photovoltaic | PV | IPP Non-CHP | 2 | 2 | 2 | 2 | 6 | 2022 |  |  |  | Y | [6 empty] | 180 | 25 | 2.4 |  | Y |  |  |  |  | N |  | Y | 2
64366 | Terra-Gen Operating Co-Hybrid | 65674 | Edwards Sanborn E1B | CA | Kern | PV | OP | Solar Photovoltaic | PV | IPP Non-CHP | 2 | 154.4 | 154.4 | 154.4 | 11 | 2022 |  | Y | [10 empty] | 166.1 |  | Y |  |  |  |  | N |  | N
64366 | Terra-Gen Operating Co-Hybrid | 65675 | Edwards Sanborn E4 | CA | Kern | PV | OP | Solar Photovoltaic | PV | IPP Non-CHP | 2 | 148.9 | 148.9 | 148.9 | 12 | 2022 |  | Y | [10 empty] | 159.9 |  | Y |  |  |  |  | N |  | N
64366 | Terra-Gen Operating Co-Hybrid | 65676 | Edwards Sanborn E5 | CA | Kern | PV | OP | Solar Photovoltaic | PV | IPP Non-CHP | 2 | 68 | 68 | 68 | 12 | 2022 |  | Y | [10 empty] | 71.3 |  | Y |  |  |  |  | N |  | N
64366 | Terra-Gen Operating Co-Hybrid | 65677 | Edwards Sanborn S4 | CA | Kern | PV | OP | Solar Photovoltaic | PV | IPP Non-CHP | 2 | 41.2 | 41.2 | 41.2 | 11 | 2022 |  | Y | [10 empty] | 44.8 |  | Y |  |  |  |  | N |  | N
64950 | LI Solar Generation, LLC | 65679 | Calverton Solar Energy Center | NY | Suffolk | 11933 | OP | Solar Photovoltaic | PV | IPP Non-CHP | 2 | 22.9 | 22.9 | 22.9 | 8 | 2022 |  |  |  | Y | [6 empty] | 180 | 24 | 32.7 | Y | [5 empty] | N |  | N
20856 | Wisconsin Power & Light Co | 65680 | City of Sheboygan Solar | WI | Sheboygan | PV1 | OP | Solar Photovoltaic | PV | Electric Utility | 1 | 0.9 | 1 | 1 | 4 | 2022 |  |  |  | Y | [6 empty] | 180 | 20 | 1.4 | Y | [5 empty] | N |  | N
20856 | Wisconsin Power & Light Co | 65681 | Kohler Solar | WI | Sheboygan | PV1 | OP | Solar Photovoltaic | PV | Electric Utility | 1 | 2.3 | 2.3 | 2.3 | 6 | 2022 |  |  |  | Y | [6 empty] | 180 | 20 | 3 | Y | [5 empty] | N |  | N
18454 | Tampa Electric Co | 65684 | Laurel Oaks Solar | FL | Hillsborough | 1 | OP | Solar Photovoltaic | PV | Electric Utility | 1 | 61.2 | 61.2 | 61.2 | 12 | 2022 |  | Y | [8 empty] | 180 |  | 72.2 |  | Y |  |  |  |  | N |  | N
18454 | Tampa Electric Co | 65687 | Riverside Solar | FL | Hillsborough | 1 | OP | Solar Photovoltaic | PV | Electric Utility | 1 | 55.2 | 55.2 | 55.2 | 12 | 2022 |  | Y | [8 empty] | 180 |  | 66.8 |  | Y |  |  |  |  | N |  | N
64819 | Kearsarge Ludlow LLC | 65688 | Kearsarge Ludlow LLC | MA | Hampden | LUD | OP | Solar Photovoltaic | PV | IPP Non-CHP | 2 | 3.7 | 3.7 | 3.7 | 12 | 2020 |  |  |  | Y | [6 empty] | 180 | 20 | 5 | Y | [5 empty] | N |  | Y | 3.7
64818 | Kearsarge Acushnet LLC | 65690 | Kearsarge Acushnet | MA | Bristol | ACUSH | OP | Solar Photovoltaic | PV | IPP Non-CHP | 2 | 1.9 | 1.9 | 1.9 | 2 | 2020 |  |  |  | Y | [6 empty] | 20 | 20 | 2.7 | Y | [5 empty] | N |  | Y | 2.7
62915 | Madison Energy Holdings LLC | 65691 | KSU Trumbull | OH | Trumbull | TRUMB | OP | Solar Photovoltaic | PV | IPP Non-CHP | 2 | 1 | 1 | 1 | 6 | 2021 |  |  |  | Y | [6 empty] | 180 | 25 | 1.3 | Y | [5 empty] | N |  | Y | 1.3
63689 | Wonderful Renewable Energy, LLC. | 65706 | POM Juice Solar | CA | Fresno | PJS | OP | Solar Photovoltaic | PV | IPP Non-CHP | 2 | 1.5 | 1.5 | 1.3 | 7 | 2021 |  | Y | [8 empty] | 35 | 0 | 1.8 | Y | [5 empty] | Y | 1.5 | N
63689 | Wonderful Renewable Energy, LLC. | 65707 | POM Beverage Solar | CA | Fresno | PBS | OP | Solar Photovoltaic | PV | Industrial Non-CHP | 6 | 1.8 | 1.7 | 1.6 | 7 | 2021 |  | Y | [8 empty] | 35 | 0 | 2.2 | Y | [5 empty] | Y | 1.8 | N
64980 | Long Plain Solar, LLC | 65716 | Long Plain Solar | MA | Franklin | 3779 | OP | Solar Photovoltaic | PV | IPP Non-CHP | 2 | 2 | 2 | 1.8 | 12 | 2019 |  |  |  | Y | [6 empty] | 180 | 30 | 2.7 | Y | [5 empty] | N |  | N
64981 | Settlers Solar, LLC | 65717 | Settlers Solar | MA | Worcester | 4452 | OP | Solar Photovoltaic | PV | IPP Non-CHP | 2 | 5 | 5 | 4.8 | 12 | 2020 |  |  |  | Y | [6 empty] | 180 | 20 | 5.8 | Y | [5 empty] | N |  | N
64982 | Griffin Road Solar 2, LLC | 65719 | Griffin Road Solar 2 | MA | Worcester | 4809 | OP | Solar Photovoltaic | PV | IPP Non-CHP | 2 | 1.4 | 1.4 | 1.2 | 6 | 2020 |  |  |  | Y | [6 empty] | 180 | 20 | 1.8 | Y | [5 empty] | N |  | N
64984 | Woodland Avenue Solar 1, LLC | 65720 | Woodland Avenue Solar 1 | MA | Bristol | 5571 | OP | Solar Photovoltaic | PV | IPP Non-CHP | 2 | 5 | 5 | 4.8 | 8 | 2020 |  |  |  | Y | [6 empty] | 180 | 25 | 6.8 | Y | [5 empty] | N |  | N
64985 | RT405 Westerlo Solar 2, LLC | 65721 | RT405 Westerlo Solar 2 | NY | Albany | 7104 | OP | Solar Photovoltaic | PV | IPP Non-CHP | 2 | 5 | 5 | 4.8 | 3 | 2020 |  |  |  | Y | [6 empty] | 180 | 25 | 7 | Y | [5 empty] | N |  | N
64882 | Webster Solar, LLC | 65722 | Webster Solar | MA | Worcester | 2538 | OP | Solar Photovoltaic | PV | IPP Non-CHP | 2 | 1 | 1 | 0.8 | 12 | 2017 |  |  |  | Y | [6 empty] | 180 | 30 | 1 | Y | [5 empty] | N |  | N
64986 | LR Wheatfield Solar 1, LLC | 65723 | LR Wheatfield Solar 1 | NY | Niagara | 15557 | OP | Solar Photovoltaic | PV | IPP Non-CHP | 2 | 5 | 5 | 4.8 | 10 | 2020 |  |  |  | Y | [6 empty] | 180 | 52 | 6.3 | Y | [5 empty] | N |  | N
64987 | Pendleton Solar 1, LLC | 65724 | Pendleton Solar 1 | NY | Niagara | 15889 | OP | Solar Photovoltaic | PV | IPP Non-CHP | 2 | 5 | 5 | 4.8 | 10 | 2020 |  |  |  | Y | [6 empty] | 180 | 25 | 6 | Y | [5 empty] | N |  | N
19436 | Union Electric Co - (MO) | 65726 | Montgomery County Community Solar Center | MO | Montgomery | MCCSC | OP | Solar Photovoltaic | PV | Electric Utility | 1 | 5.7 | 5.7 | 5.7 | 3 | 2022 |  | Y | [8 empty] | 180 |  | 6.5 | Y | [5 empty] | N |  | N
62627 | Alchemy Renewable Energy | 65727 | Statesboro Solar LLC | GA | Bulloch | GAST | OP | Solar Photovoltaic | PV | IPP Non-CHP | 2 | 3 | 3 | 3 | 12 | 2022 |  | Y | [8 empty] | 0 |  | 4 | Y | [5 empty] | N |  | N
62627 | Alchemy Renewable Energy | 65728 | BE Solar LLC | GA | Decatur | GABE | OP | Solar Photovoltaic | PV | IPP Non-CHP | 2 | 3 | 3 | 3 | 11 | 2022 |  | Y | [8 empty] | 0 |  | 4 | Y | [5 empty] | N |  | N
62627 | Alchemy Renewable Energy | 65730 | Rockmart | GA | Polk | GARO | OP | Solar Photovoltaic | PV | IPP Non-CHP | 2 | 2.6 | 2.6 | 2.6 | 11 | 2022 |  | Y | [8 empty] | 0 |  | 3.6 | Y | [5 empty] | N |  | N
64990 | Rockford CS 1, LLC | 65731 | Rockford CS 1 | IL | Winnebago | 29197 | OP | Solar Photovoltaic | PV | IPP Non-CHP | 2 | 2 | 2 | 1.8 | 4 | 2021 |  |  |  | Y | [6 empty] | 180 | 52 | 2.6 | Y | [5 empty] | N |  | N
64988 | Rockford CS 2, LLC | 65732 | Rockford CS 2 | IL | Winnebago | 29198 | OP | Solar Photovoltaic | PV | IPP Non-CHP | 2 | 2 | 2 | 1.8 | 4 | 2021 |  |  |  | Y | [6 empty] | 180 | 52 | 2.6 | Y | [5 empty] | N |  | N
64948 | Canal Energy S23, LLC | 65740 | Canal Energy S23, LLC | CA | Kings | 21536 | OP | Solar Photovoltaic | PV | IPP Non-CHP | 2 | 4.1 | 4.1 | 4.1 | 12 | 2021 |  | Y |  | N | [6 empty] | 180 | 52 | 5.6 | Y | [5 empty] | N |  | N
65002 | Carnes Creek Solar, LLC | 65745 | Carnes Creek Solar (CSG) | OR | Marion | CAC22 | OP | Solar Photovoltaic | PV | IPP Non-CHP | 2 | 2.5 | 2.5 | 2.5 | 12 | 2022 |  | Y | [8 empty] | 180 |  | 3.2 | Y | [5 empty] | N |  | N
65003 | Cosper Creek Solar, LLC | 65746 | Cosper Creek Solar (CSG) | OR | Polk | CC22 | OP | Solar Photovoltaic | PV | IPP Non-CHP | 2 | 2.5 | 2.5 | 2.5 | 12 | 2022 |  | Y | [8 empty] | 180 | 25 | 3.2 | Y | [5 empty] | N |  | N
65004 | Fruitland Creek Solar, LLC | 65747 | Fruitland Creek Solar (CSG) | OR | Marion | FC22 | OP | Solar Photovoltaic | PV | IPP Non-CHP | 2 | 1.8 | 1.8 | 1.8 | 12 | 2022 |  | Y | [8 empty] | 180 | 25 | 2.1 | Y | [5 empty] | N |  | N
65005 | Kaiser Creek Solar, LLC | 65748 | Kaiser Creek Solar (CSG) | OR | Clackamas | KC22 | OP | Solar Photovoltaic | PV | IPP Non-CHP | 2 | 2 | 2 | 2 | 12 | 2022 |  | Y | [8 empty] | 180 |  | 2.6 | Y | [5 empty] | N |  | N
65007 | Sandy River Solar, LLC | 65750 | Sandy River Solar (CSG) | OR | Clackamas | SR22 | OP | Solar Photovoltaic | PV | IPP Non-CHP | 2 | 1.9 | 1.9 | 1.9 | 12 | 2022 |  | Y | [8 empty] | 180 |  | 2.4 | Y | [5 empty] | N |  | N
65008 | Sesqui-C Solar, LLC | 65751 | Sesqui-C Solar (CSG) | OR | Yamhill | SC22 | OP | Solar Photovoltaic | PV | IPP Non-CHP | 2 | 2.5 | 2.5 | 2.5 | 12 | 2022 |  | Y | [8 empty] | 180 |  | 3.2 | Y | [5 empty] | N |  | N
63466 | Conductive Power | 65752 | East Fishkill CSG | NY | Dutchess | EFK | OP | Solar Photovoltaic | PV | IPP Non-CHP | 2 | 2 | 2 | 2 | 12 | 2019 |  |  |  | Y | [6 empty] | 180 | 25 | 2.9 | Y | [5 empty] | N |  | Y | 2.9
63466 | Conductive Power | 65753 | ELP Greenport CSG | NY | Columbia | GRPRT | OP | Solar Photovoltaic | PV | IPP Non-CHP | 2 | 5 | 5 | 5 | 6 | 2020 |  |  |  | Y | [6 empty] | 180 | 25 | 6.7 | Y | [5 empty] | N |  | Y | 5
63466 | Conductive Power | 65754 | ELP Kinderhook CSG | NY | Columbia | KDRHK | OP | Solar Photovoltaic | PV | IPP Non-CHP | 2 | 5 | 5 | 5 | 11 | 2020 |  |  |  | Y | [6 empty] | 180 | 25 | 7.5 | Y | [5 empty] | N |  | Y | 7.5
63466 | Conductive Power | 65755 | ELP Myer CSG | NY | Ulster | MYER | OP | Solar Photovoltaic | PV | IPP Non-CHP | 2 | 1.9 | 1.9 | 1.9 | 6 | 2021 |  |  |  | Y | [6 empty] | 180 | 22 | 3 | Y | [5 empty] | N |  | Y | 3
63466 | Conductive Power | 65756 | Rockdale | MD | Washington | RKDAL | OP | Solar Photovoltaic | PV | IPP Non-CHP | 2 | 2 | 2 | 2 | 10 | 2019 |  | Y |  | N | [6 empty] | 180 | 0 | 2.6 | Y | [5 empty] | N |  | Y | 2.6
63466 | Conductive Power | 65757 | ELP Saugerties CSG | NY | Ulster | SGRTS | OP | Solar Photovoltaic | PV | IPP Non-CHP | 2 | 1.9 | 1.9 | 1.9 | 2 | 2020 |  |  |  | Y | [6 empty] | 180 | 22 | 3 | Y | [5 empty] | N |  | Y | 3
65010 | SolAmerica Energy, LLC | 65759 | Putnam Erikson 2 | GA | Putnam | PE2 | OP | Solar Photovoltaic | PV | IPP Non-CHP | 2 | 2.9 | 2.9 | 2.9 | 11 | 2021 |  |  |  | Y | [6 empty] | 180 | 25 | 4.1 |  | Y |  |  |  |  | N |  | N
64698 | Renewable Solar, Inc | 65766 | Dover Dairy | CA | Kings | 13856 | OP | Solar Photovoltaic | PV | Industrial Non-CHP | 6 | 1.1 | 1.1 | 1.1 | 5 | 2022 |  | Y |  |  | N | [5 empty] | 180 |  | 1.3 | Y | [5 empty] | Y | 1.3 | N
65023 | Ventura Solar LLC | 65770 | Ventura Solar | CA | Ventura | SOLAR | OP | Solar Photovoltaic | PV | IPP Non-CHP | 2 | 2.9 | 2.9 | 2.9 | 9 | 2021 |  | Y | [8 empty] | 180 |  | 3.5 | Y | [5 empty] | N |  | Y | 3.5
18454 | Tampa Electric Co | 65771 | Big Bend Agrivoltaics | FL | Hillsborough | 1 | OP | Solar Photovoltaic | PV | Electric Utility | 1 | 1 | 1 | 1 | 6 | 2022 |  |  |  | Y | [6 empty] | 180 | 5 | 1.2 | Y | [5 empty] | N |  | N
18454 | Tampa Electric Co | 65772 | Big Bend Floating Solar I | FL | Hillsborough | 1 | OP | Solar Photovoltaic | PV | Electric Utility | 1 | 1 | 1 | 1 | 3 | 2022 |  |  |  | Y | [6 empty] | 180 | 12.5 | 1.3 | Y | Y |  |  |  |  | N |  | N
65024 | Alden Road Harvard Solar 1, LLC | 65774 | Alden Road Harvard Solar 1 | IL | McHenry | 18031 | OP | Solar Photovoltaic | PV | IPP Non-CHP | 2 | 2 | 2 | 1.8 | 12 | 2020 |  |  |  | Y | [6 empty] | 180 | 52 | 2.4 | Y | [5 empty] | N |  | N
65030 | Cream Street Solar, LLC | 65775 | Cream Street Solar | NY | Dutchess | 5324 | OP | Solar Photovoltaic | PV | IPP Non-CHP | 2 | 2 | 2 | 1.8 | 12 | 2020 |  |  |  | Y | [6 empty] | 180 | 20 | 3 | Y | [5 empty] | N |  | N
65028 | Little Falls Solar | 65776 | Little Falls Solar | NY | Herkimer | 5939 | OP | Solar Photovoltaic | PV | IPP Non-CHP | 2 | 2 | 2 | 1.8 | 10 | 2020 |  |  |  | Y | [6 empty] | 180 | 25 | 3 | Y | [5 empty] | N |  | N
65029 | Little Falls Solar 1, LLC | 65777 | Little Falls Solar 1 | NY | Herkimer | 5779 | OP | Solar Photovoltaic | PV | IPP Non-CHP | 2 | 2 | 2 | 1.8 | 9 | 2020 |  |  |  | Y | [6 empty] | 180 | 30 | 3 | Y | [5 empty] | N |  | N
65411 | Duke Energy Renewables Services | 65778 | Jackpot Solar, LLC | ID | Twin Falls | JKPT | OP | Solar Photovoltaic | PV | Electric Utility | 1 | 120 | 120 | 120 | 12 | 2022 |  | Y | [8 empty] | 25 |  | 155.9 | Y | [5 empty] | N |  | N
65040 | Hickson Solar, LLC | 65779 | Hickson Solar, LLC | SC | Marlboro | HICK | OP | Solar Photovoltaic | PV | IPP Non-CHP | 2 | 2.8 | 2 | 2 | 12 | 2022 |  | Y | [8 empty] | 180 |  | 2.8 | Y | [5 empty] | N |  | N
65041 | Ogburn Solar, LLC | 65780 | Ogburn Solar, LLC | SC | Chesterfield | OGBRN | OP | Solar Photovoltaic | PV | IPP Non-CHP | 2 | 2 | 2 | 2 | 12 | 2022 |  | Y | [8 empty] | 180 |  | 2.7 | Y | [5 empty] | N |  | N
65039 | Bishopville Solar II, LLC | 65781 | Bishopville Solar II, LLC | SC | Lee | BSHP2 | OP | Solar Photovoltaic | PV | IPP Non-CHP | 2 | 10 | 10 | 10 | 12 | 2022 |  | Y | [8 empty] | 180 |  | 11.9 | Y | [5 empty] | N |  | N
63689 | Wonderful Renewable Energy, LLC. | 65783 | Wonderful Nursery | CA | Kern | WN01 | OP | Solar Photovoltaic | PV | Industrial Non-CHP | 6 | 2.3 | 2.3 | 2.3 | 7 | 2021 |  | Y | [8 empty] | 26 | 26 | 2.5 | Y | [5 empty] | Y | 2.3 | N
64426 | DG Connecticut III, LLC | 65784 | Burlington Solar 1 | CT | Hartford | BS1 | OP | Solar Photovoltaic | PV | IPP Non-CHP | 2 | 3.5 | 3.5 | 3.5 | 2 | 2022 |  |  |  | Y | [6 empty] | 180 | 30 | 4.8 | Y | [5 empty] | N |  | N
65032 | 1639 RT 29 Solar 1, LLC | 65785 | 1639 RT 29 Solar 1 | NY | Fulton | 19822 | OP | Solar Photovoltaic | PV | IPP Non-CHP | 2 | 4 | 4 | 3.8 | 12 | 2020 |  |  |  | Y | [6 empty] | 180 | 25 | 6 | Y | [5 empty] | N |  | N
65033 | 1639 RT 29 Solar 2, LLC | 65786 | 1639 RT 29 Solar 2 | NY | Fulton | 19823 | OP | Solar Photovoltaic | PV | IPP Non-CHP | 2 | 2.5 | 2.5 | 2.3 | 12 | 2020 |  |  |  | Y | [6 empty] | 180 | 25 | 3.7 | Y | [5 empty] | N |  | N
62915 | Madison Energy Holdings LLC | 65791 | Blue Hen Solar | DE | Kent | BHEN1 | OP | Solar Photovoltaic | PV | IPP Non-CHP | 2 | 1.5 | 1.5 | 1.5 | 5 | 2022 |  | Y | [8 empty] | 180 | 55 | 2 | Y | [5 empty] | N |  | N
61980 | Valta Energy | 65794 | 20701 Plummer PV, LLC | CA | Los Angeles | VSPRC | OP | Solar Photovoltaic | PV | IPP Non-CHP | 2 | 1.5 | 1.5 | 1.5 | 7 | 2022 |  |  |  | Y | [6 empty] | 180 | 15 | 1.9 | Y | [5 empty] | Y | 1.9 | N
60584 | Onyx Asset Services Group | 65804 | Corvias - Fort Riley II | KS | Riley | 13191 | OP | Solar Photovoltaic | PV | IPP Non-CHP | 2 | 1.3 | 1.3 | 1.3 | 2 | 2022 |  | N |  | Y | [6 empty] | 185 | 30 | 1.8 | Y | [5 empty] | N |  | N
65056 | NY - Mines Press | 65815 | NY - Mines Press | NY | Westchester | MPRES | OP | Solar Photovoltaic | PV | IPP Non-CHP | 2 | 1 | 1 | 1 | 12 | 2021 |  |  |  | Y | [6 empty] | 197 | 5 | 1.2 | Y | [5 empty] | N |  | N
65069 | Clear Solar I, LLC | 65817 | Clear Solar I, LLC | NC | Rutherford | CLEA1 | OP | Solar Photovoltaic | PV | IPP Non-CHP | 2 | 3.6 | 3.6 | 3.6 | 9 | 2020 |  |  |  | Y | [6 empty] | 180 | 25 | 4.7 | Y | [5 empty] | N |  | N
65068 | Limelight Solar I, LLC | 65818 | Limelight Solar I, LLC | SC | Spartanburg | LIME1 | OP | Solar Photovoltaic | PV | IPP Non-CHP | 2 | 2 | 2 | 2 | 5 | 2022 |  |  |  | Y | [6 empty] | 352 | 25 | 2.5 | Y | [5 empty] | N |  | N
65067 | 233 Randolph 74 Solar I, LLC | 65819 | 233 Randolph 74 Solar I, LLC | NC | Cleveland | CAPE1 | OP | Solar Photovoltaic | PV | IPP Non-CHP | 2 | 2 | 2 | 2 | 6 | 2022 |  |  |  | Y | [6 empty] | 356 | 26 | 2.6 | Y | [5 empty] | N |  | N
61944 | MN8 Energy LLC | 65858 | Dynamic Corinth (CSG) | ME | Penobscot | GEN1 | OP | Solar Photovoltaic | PV | IPP Non-CHP | 2 | 5 | 5 | 5 | 10 | 2022 |  | Y | [8 empty] | 0 | 0 | 7 | Y | [5 empty] | N |  | Y | 6.9
61944 | MN8 Energy LLC | 65859 | Dynamic Madison | ME | Somerset | GEN1 | OP | Solar Photovoltaic | PV | IPP Non-CHP | 2 | 5 | 5 | 5 | 8 | 2022 |  | Y | [8 empty] | 180 | 0 | 6.9 | Y | [5 empty] | N |  | Y | 6.9
64083 | DG Central 1, LLC | 65942 | Grand Casino Hinckley Solar | MN | Pine | GRAND | OP | Solar Photovoltaic | PV | IPP Non-CHP | 2 | 3 | 3 | 3 | 5 | 2022 |  | Y | [8 empty] | 180 |  | 3.9 | Y | [5 empty] | N |  | N
65118 | AlphaStruxure Service Co LP | 65945 | Brookville Smart Bus Depot Microgrid | MD | Montgomery | PV | OP | Solar Photovoltaic | PV | Commercial Non-CHP | 4 | 1.7 | 1.7 | 1.7 | 10 | 2022 |  |  |  | Y | [6 empty] | 303 | 3 | 2 | Y | [5 empty] | Y | 2 | N
65117 | Hecate Energy Upshur Rural LLC | 65946 | Hecate Energy Upshur Rural LLC | TX | Upshur | SOLAR | OP | Solar Photovoltaic | PV | IPP Non-CHP | 2 | 3 | 3 | 3 | 7 | 2022 |  | Y | [8 empty] | 0 | 33 | 3.5 | Y | [5 empty] | N |  | N
65121 | Kearsarge West Shore Solar LLC | 65954 | Kearsarge West Shore Solar LLC | RI | Newport | PORT | OP | Solar Photovoltaic | PV | IPP Non-CHP | 2 | 5 | 5 | 5 | 12 | 2022 |  |  |  | Y | [6 empty] | 180 | 20 | 6.7 | Y | [5 empty] | N |  | Y | 6.7
65147 | Java Solar, LLC | 65965 | Java Solar, LLC | CA | Kings | JAVA | OP | Solar Photovoltaic | PV | IPP Non-CHP | 2 | 13.5 | 13.5 | 13.5 | 11 | 2022 |  | Y | [8 empty] | 180 |  | 18.5 | Y | [5 empty] | N |  | N
20860 | Wisconsin Public Service Corp | 65968 | Hodag Solar | WI | Oneida | HODAG | OP | Solar Photovoltaic | PV | Electric Utility | 1 | 7.5 | 7.5 | 7.5 | 1 | 2022 |  | Y | [10 empty] | 9.7 | Y | [5 empty] | N |  | N
65156 | Kankakee Solar 2 LLC | 65969 | Kankakee 2 | IL | Kankakee | KKS2 | OP | Solar Photovoltaic | PV | IPP Non-CHP | 2 | 1.5 | 1.5 | 1.5 | 8 | 2022 |  | Y |  | Y | [6 empty] | 180 | 55 | 1.9 | Y | [5 empty] | N |  | N
24211 | Tucson Electric Power Co | 65972 | Raptor Ridge | AZ | Pima | RRS | OP | Solar Photovoltaic | PV | Industrial Non-CHP | 6 | 12.5 | 12.5 | 12.5 | 6 | 2022 |  | Y | [10 empty] | 15.6 | Y | [5 empty] | N |  | N
65158 | Elora LLC | 65974 | Timmerman (CSG) | MN | Lyon | TIMM | OP | Solar Photovoltaic | PV | IPP Non-CHP | 2 | 1 | 1 | 1 | 12 | 2022 |  | Y | [8 empty] | 1 | 1 | 1.7 | Y | [5 empty] | N |  | Y | 1.7
65164 | CleanCapital Holdings | 65982 | KDC Solar TC Little Patuxent WWTP LLC | MD | Howard | TCLP | OP | Solar Photovoltaic | PV | IPP Non-CHP | 2 | 2 | 2 | 2 | 10 | 2022 |  | Y | [8 empty] | 189 |  | 2 | Y | [5 empty] | N |  | N
65164 | CleanCapital Holdings | 65983 | KDC Solar TC George Howard LLC | MD | Howard | TCGH | OP | Solar Photovoltaic | PV | IPP Non-CHP | 2 | 2 | 2 | 2 | 10 | 2022 |  | Y | [8 empty] | 196 |  | 2.7 | Y | [5 empty] | N |  | N
65164 | CleanCapital Holdings | 65984 | KDC Solar TC Blandair Park LLC | MD | Howard | TCBP | OP | Solar Photovoltaic | PV | IPP Non-CHP | 2 | 2 | 2 | 2 | 10 | 2022 |  | Y | [8 empty] | 189 |  | 2.9 | Y | [5 empty] | N |  | N
65185 | Maine DG Solar Harmony, LLC | 65996 | Harmony Solar | ME | Somerset | HARM | OP | Solar Photovoltaic | PV | IPP Non-CHP | 2 | 4.9 | 4.9 | 4.9 | 8 | 2022 |  | Y | [8 empty] | 3.1 |  | 7.4 |  | Y |  |  |  |  | N |  | N
65173 | United States Solar Corporation | 66003 | MP CSG 1 LLC | MN | Carlton | MPCSG | OP | Solar Photovoltaic | PV | IPP Non-CHP | 2 | 1 | 1 | 1 | 1 | 2018 |  | Y | [8 empty] | 0 | 0 | 1.4 | Y | [5 empty] | N |  | Y | 1
65178 | Limelight Solar III, LLC | 66005 | Limelight Solar III, LLC | SC | Spartanburg | LIME3 | OP | Solar Photovoltaic | PV | IPP Non-CHP | 2 | 3.6 | 3.6 | 3.6 | 12 | 2020 |  |  |  | Y | [6 empty] | 0 | 0 | 4.5 | Y | [5 empty] | N |  | N
65189 | Cascade Solar LLC | 66016 | Skalbeck Solar | MN | Renville | SKAL | OP | Solar Photovoltaic | PV | IPP Non-CHP | 2 | 1 | 1 | 1 | 11 | 2022 |  | Y | [8 empty] | 0 |  | 1.7 | Y | [5 empty] | N |  | N
64933 | Solar Star River SLB, LLC | 66020 | DRPA Woodcrest Station Solar Project | NJ | Camden | WSSP | OP | Solar Photovoltaic | PV | IPP Non-CHP | 2 | 4.4 | 4.2 | 3.1 | 4 | 2022 |  |  |  |  | Y | [7 empty] | 5.3 | Y | [5 empty] | Y | 5.3 | N
64933 | Solar Star River SLB, LLC | 66021 | DRPA Ashland Station Solar Project | NJ | Camden | ASSA1 | OP | Solar Photovoltaic | PV | IPP Non-CHP | 2 | 2.7 | 2.5 | 2.3 | 4 | 2022 |  |  |  |  | Y | [7 empty] | 3.3 | Y | [5 empty] | Y | 3.3 | N
65214 | Solar Star Prime 6, LLC | 66022 | Amazon MDW7 Solar Project | IL | Will | AMDW7 | OP | Solar Photovoltaic | PV | IPP Non-CHP | 2 | 1.9 | 1.9 | 0.5 | 11 | 2022 |  |  |  | Y | [6 empty] | 180 | 10 | 3 | Y | [5 empty] | Y | 3 | N
64933 | Solar Star River SLB, LLC | 66028 | DRPA Ferry Ave Station Solar Project | NJ | Camden | DFASP | OP | Solar Photovoltaic | PV | IPP Non-CHP | 2 | 3.2 | 3.1 | 2.3 | 11 | 2021 |  |  |  |  | Y | [7 empty] | 3.9 | Y | [5 empty] | Y | 3.9 | N
65198 | IL Sidney Project1, LLC | 66031 | IL Sidney Project1 | IL | Champaign | 15332 | OP | Solar Photovoltaic | PV | IPP Non-CHP | 2 | 2 | 2 | 1.8 | 4 | 2021 |  | Y | [8 empty] | 180 | 52 | 2.9 | Y | [5 empty] | N |  | N
65197 | Clay FC, LLC | 66032 | Clay FC | IL | Clay | 14052 | OP | Solar Photovoltaic | PV | IPP Non-CHP | 2 | 2 | 2 | 1.8 | 7 | 2021 |  |  |  | Y | [6 empty] | 180 | 25 | 2.7 | Y | [5 empty] | N |  | N
65199 | IL West Hallock Project1, LLC | 66033 | IL West Hallock Project1 | IL | Peoria | 15333 | OP | Solar Photovoltaic | PV | IPP Non-CHP | 2 | 2 | 2 | 1.8 | 8 | 2021 |  | Y | [8 empty] | 180 | 52 | 2.8 | Y | [5 empty] | N |  | N
65200 | Sugar Hill Solar 1, LLC | 66034 | Sugar Hill Solar 1 | NY | Saratoga | 19826 | OP | Solar Photovoltaic | PV | IPP Non-CHP | 2 | 5 | 5 | 4.8 | 12 | 2020 |  |  |  | Y | [6 empty] | 180 | 25 | 6.8 | Y | [5 empty] | N |  | N
65201 | 3104 Batavia Solar, LLC | 66036 | 3104 Batavia Solar | NY | Genesee | 20205 | OP | Solar Photovoltaic | PV | IPP Non-CHP | 2 | 3 | 3 | 2.8 | 3 | 2021 |  |  |  | Y | [6 empty] | 180 | 25 | 4.5 | Y | [5 empty] | N |  | N
65202 | 3232 Batavia Solar, LLC | 66037 | 3232 Batavia Solar | NY | Genesee | 20206 | OP | Solar Photovoltaic | PV | IPP Non-CHP | 2 | 4 | 4 | 3.8 | 3 | 2021 |  |  |  | Y | [6 empty] | 180 | 60 | 5 | Y | [5 empty] | N |  | N
65221 | Brazoria County Solar Project | 66046 | Brazoria County Solar Project (Danciger) | TX | Brazoria | BRZ01 | OP | Solar Photovoltaic | PV | IPP Non-CHP | 2 | 200 | 200 | 200 | 7 | 2022 |  | Y | [8 empty] | 0 |  | 262.5 |  | Y |  |  |  |  | N |  | N
65220 | Middleton Biogas Solar, LLC | 66048 | Middleton Biogas Solar, LLC | WI | Dane | MBS | OP | Solar Photovoltaic | PV | IPP Non-CHP | 2 | 1.9 | 1.9 | 1.7 | 5 | 2022 |  |  |  | Y | [6 empty] | 179.4 | 30 | 2.5 | Y | [5 empty] | N |  | N
62915 | Madison Energy Holdings LLC | 66049 | Salvation Army Solar | NJ | Camden | SARMY | OP | Solar Photovoltaic | PV | IPP Non-CHP | 2 | 1.1 | 1.1 | 1.1 | 4 | 2022 |  |  |  | Y | [6 empty] | 217 | 5 | 1.5 | Y | [5 empty] | Y | 1.5 | N
65233 | NSF Angelica Site 1, LLC | 66061 | Angelica Solar Site 1 | NY | Allegany | A1 | OP | Solar Photovoltaic | PV | IPP Non-CHP | 2 | 5 | 5 | 5 | 5 | 2022 |  |  |  | Y | [6 empty] | 195 | 20 | 7.1 | Y | [5 empty] | N |  | N
65235 | NSF Angelica Site 2, LLC | 66062 | Angelica Solar Site 2 | NY | Allegany | A2 | OP | Solar Photovoltaic | PV | IPP Non-CHP | 2 | 5 | 5 | 5 | 5 | 2022 |  |  |  | Y | [6 empty] | 195 | 20 | 7.1 | Y | [5 empty] | N |  | N
65236 | NSF Angelica Site 3, LLC | 66063 | Angelica Solar Site 3 | NY | Allegany | A3 | OP | Solar Photovoltaic | PV | IPP Non-CHP | 2 | 5 | 5 | 5 | 5 | 2022 |  |  |  | Y | [6 empty] | 195 | 20 | 7.1 | Y | [5 empty] | N |  | N
65237 | NSF Angelica Site 4, LLC | 66064 | Angelica Solar Site 4 | NY | Allegany | A4 | OP | Solar Photovoltaic | PV | IPP Non-CHP | 2 | 5 | 5 | 5 | 5 | 2022 |  |  |  | Y | [6 empty] | 195 | 20 | 7.1 | Y | [5 empty] | N |  | N
65238 | West Valley Solar, LLC | 66065 | West Valley Solar | NY | Cattaraugus | WVS1 | OP | Solar Photovoltaic | PV | IPP Non-CHP | 2 | 5 | 5 | 5 | 6 | 2022 |  |  |  | Y | [6 empty] | 195 | 20 | 7.5 | Y | [5 empty] | N |  | N
65238 | West Valley Solar, LLC | 66065 | West Valley Solar | NY | Cattaraugus | WVS2 | OP | Solar Photovoltaic | PV | IPP Non-CHP | 2 | 5 | 5 | 5 | 6 | 2022 |  |  |  | Y | [6 empty] | 195 | 20 | 7.5 | Y | [5 empty] | N |  | N
60025 | Greenbacker Renewable Energy Corporation | 66068 | Maple City | IA | Mitchell | 704 | OP | Solar Photovoltaic | PV | IPP Non-CHP | 2 | 1.5 | 1.5 | 1.5 | 12 | 2022 |  |  |  | Y | [6 empty] | 180 | 52 | 1.9 | Y | [5 empty] | N |  | N
65246 | Marlborough Solar, LLC | 66074 | Marlborough Solar | NY | Ulster | 4942 | OP | Solar Photovoltaic | PV | IPP Non-CHP | 2 | 2 | 2 | 1.8 | 3 | 2021 |  | Y | [8 empty] | 180 | 25 | 2.7 | Y | [5 empty] | N |  | N
65252 | Blacksmith Road Solar 1, LLC | 66075 | Blacksmith Road Solar 1 | MA | Barnstable | 18120 | OP | Solar Photovoltaic | PV | IPP Non-CHP | 2 | 5 | 5 | 4.8 | 12 | 2021 |  |  |  | Y | [6 empty] | 180 | 25 | 7 | Y | [5 empty] | N |  | N
65253 | Electric Avenue Lunenburg Solar 1, LLC | 66076 | Electric Avenue Lunenburg Solar 1 | MA | Worcester | 20409 | OP | Solar Photovoltaic | PV | IPP Non-CHP | 2 | 1 | 1 | 0.8 | 12 | 2021 |  |  |  | Y | [6 empty] | 180 | 25 | 2.2 | Y | [5 empty] | N |  | N
65254 | Harbor Road Solar 1, LLC | 66077 | Harbor Road Solar 1 | MA | Berkshire | 27582 | OP | Solar Photovoltaic | PV | IPP Non-CHP | 2 | 2 | 2 | 1.8 | 12 | 2021 |  |  |  | Y | [6 empty] | 180 | 25 | 2.3 | Y | [5 empty] | N |  | N
65256 | Solar Star Urbana Landfill East, LLC | 66078 | Solar Star Urbana Landfill East | IL | Champaign | 18952 | OP | Solar Photovoltaic | PV | IPP Non-CHP | 2 | 1.9 | 1.9 | 1.7 | 10 | 2021 |  |  |  | Y | [6 empty] | 180 | 25 | 2.7 | Y | [5 empty] | N |  | N
65257 | Solar Star Urbana Landfill Central, LLC | 66079 | Solar Star Urbana Landfill Central | IL | Champaign | 20824 | OP | Solar Photovoltaic | PV | IPP Non-CHP | 2 | 1.9 | 1.9 | 1.7 | 11 | 2021 |  |  |  | Y | [6 empty] | 180 | 25 | 2.7 | Y | [5 empty] | N |  | N
65247 | Lenox Renewables, LLC | 66081 | Lenox Renewables | NY | Madison | 8211 | OP | Solar Photovoltaic | PV | IPP Non-CHP | 2 | 3.3 | 3.3 | 3.1 | 9 | 2021 |  | Y | [8 empty] | 180 | 52 | 4.2 | Y | [5 empty] | N |  | N
65248 | OE IL Solar 3, LLC | 66082 | OE IL Solar 3 | IL | Ogle | 14850 | OP | Solar Photovoltaic | PV | IPP Non-CHP | 2 | 2 | 2 | 1.8 | 3 | 2022 |  | Y | [8 empty] | 180 | 25 | 2 | Y | [5 empty] | N |  | N
65249 | French Road Solar II, LLC | 66083 | French Road Solar II | IL | Kane | 7063 | OP | Solar Photovoltaic | PV | IPP Non-CHP | 2 | 2 | 2 | 1.8 | 3 | 2022 |  | Y | [8 empty] | 180 | 60 | 2 | Y | [5 empty] | N |  | N
65251 | Rockford Solar, LLC | 66085 | Rockford Solar | IL | Winnebago | 16682 | OP | Solar Photovoltaic | PV | IPP Non-CHP | 2 | 2 | 2 | 1.8 | 12 | 2021 |  | Y | [8 empty] | 180 | 20 | 2.6 | Y | [5 empty] | N |  | N
65255 | Milo CSG, LLC | 66086 | Milo CSG | ME | Piscataquis | 29045 | OP | Solar Photovoltaic | PV | IPP Non-CHP | 2 | 4.5 | 4.5 | 4.3 | 2 | 2022 |  | Y | [8 empty] | 180 | 20 | 6 | Y | [5 empty] | N |  | N
65258 | Livermore Falls CSG, LLC | 66087 | Livermore Falls CSG | ME | Androscoggin | 28911 | OP | Solar Photovoltaic | PV | IPP Non-CHP | 2 | 3.3 | 3.3 | 3.1 | 5 | 2022 |  | Y |  | N | [6 empty] | 180 | 20 | 4.4 | Y | [5 empty] | N |  | N
65266 | Putah Creek Solar Farms LLC | 66088 | Putah Creek Solar Farm North | CA | Yolo | PCEF | OP | Solar Photovoltaic | PV | IPP Non-CHP | 2 | 3 | 2.9 | 2.9 | 10 | 2022 |  | Y | [8 empty] | 0 | 0 | 3 | Y | [5 empty] | N |  | N
60025 | Greenbacker Renewable Energy Corporation | 66095 | Cortez Solar 1, LLC | CO | Montezuma | 712 | OP | Solar Photovoltaic | PV | IPP Non-CHP | 2 | 2.2 | 2.2 | 2.2 | 12 | 2022 |  |  |  | Y | [6 empty] | 180 | 52 | 2.8 | Y | [5 empty] | N |  | N
61012 | AES Distributed Energy | 66100 | Water Street Solar | ME | Kennebec | WATER | OP | Solar Photovoltaic | PV | IPP Non-CHP | 2 | 5 | 5 | 5 | 12 | 2022 |  |  |  | Y | [6 empty] | 0 | 25 | 6.2 | Y | [5 empty] | Y | 6.2 | N
65288 | West Line Solar, LLC | 66125 | West Line Solar, LLC | AZ | Pinal | WESTL | OP | Solar Photovoltaic | PV | IPP Non-CHP | 2 | 100 | 100 | 100 | 12 | 2022 |  | Y | [8 empty] | 0 | 0 | 125 | N | Y |  |  |  |  | Y | 125 | N
60571 | AEP Onsite Partners, LLC | 66140 | PNA Rossford Solar Array | OH | Wood | PNA01 | OP | Solar Photovoltaic | PV | IPP Non-CHP | 2 | 1.4 | 1.4 | 1.4 | 7 | 2022 |  |  |  | Y | [6 empty] | 180 | 20 | 1.9 |  | Y |  |  |  |  | Y | 1.9 | N
19436 | Union Electric Co - (MO) | 66159 | Cape Girardeau Renewable Energy Center | MO | Cape Girardeau | RECBJ | OP | Solar Photovoltaic | PV | Electric Utility | 1 | 1.2 | 1.2 | 1.2 | 11 | 2021 |  | Y |  | N | [6 empty] | 0 |  | 6.5 | Y | [5 empty] | N |  | N
61194 | Generate Capital | 66176 | Landau Solar | NY | Ulster | 10891 | OP | Solar Photovoltaic | PV | IPP Non-CHP | 2 | 2 | 2 | 2 | 12 | 2021 |  |  |  | Y | [6 empty] | 180 | 20 | 3 | Y | [5 empty] | Y | 3 | N
61194 | Generate Capital | 66177 | Drinkwater Solar | NY | Montgomery | 10896 | OP | Solar Photovoltaic | PV | IPP Non-CHP | 2 | 2 | 2 | 2 | 12 | 2021 |  |  |  | Y | [6 empty] | 180 | 25 | 3 | Y | [5 empty] | N |  | N
61677 | Sol Systems | 66178 | South 49th 013445 SCS Norfolk, LLC | NE | Madison | 9122 | OP | Solar Photovoltaic | PV | IPP Non-CHP | 2 | 8.5 | 8.5 | 8.5 | 9 | 2022 |  | Y | [10 empty] | 12.3 | Y | [5 empty] | N |  | N
65321 | Huxley Solar, LLC | 66180 | Huxley Solar | MA | Hampden | HUXPV | OP | Solar Photovoltaic | PV | IPP Non-CHP | 2 | 5 | 5 | 5 | 12 | 2022 |  | Y | [8 empty] | 180 | 20 | 7.9 | Y | [5 empty] | Y | 5 | N
65322 | Beacon Solar, LLC | 66181 | Beacon Solar, LLC | MA | Hampshire | BEAPV | OP | Solar Photovoltaic | PV | IPP Non-CHP | 2 | 5 | 5 | 5 | 11 | 2022 |  | Y | [8 empty] | 180 | 52 | 6.4 | Y | [5 empty] | Y | 6.4 | N
65323 | Town of Amherst Solar, LLC | 66182 | Town of Amherst Solar | MA | Hampshire | AMHPV | OP | Solar Photovoltaic | PV | IPP Non-CHP | 2 | 2.5 | 2.5 | 2.5 | 8 | 2022 |  |  |  | Y | [6 empty] | 180 | 20 | 4 | Y | [5 empty] | Y | 2.5 | N
61194 | Generate Capital | 66187 | McCarthy Solar | NY | Orange | 10992 | OP | Solar Photovoltaic | PV | IPP Non-CHP | 2 | 2 | 2 | 2 | 12 | 2021 |  |  |  | Y | [6 empty] | 180 | 25 | 3 | Y | [5 empty] | Y | 3 | N
63689 | Wonderful Renewable Energy, LLC. | 66188 | POM Plant 1 | CA | Fresno | POMP1 | OP | Solar Photovoltaic | PV | Industrial Non-CHP | 6 | 2.4 | 2.2 | 1.3 | 12 | 2021 |  | Y | [8 empty] | 26 |  | 2.5 | Y | [5 empty] | Y | 2.5 | N
63689 | Wonderful Renewable Energy, LLC. | 66189 | POM Plant 2 | CA | Fresno | POMP2 | OP | Solar Photovoltaic | PV | Industrial Non-CHP | 6 | 1.6 | 1.3 | 1.1 | 12 | 2021 |  | Y | [8 empty] | 26 | 26 | 1.8 | Y | [5 empty] | Y | 1.8 | N
65327 | Southeastern Solar Farm Fund, LLC | 66199 | Cairo Solar Farm, LLC | GA | Grady | CAIRO | OP | Solar Photovoltaic | PV | IPP Non-CHP | 2 | 2 | 2 | 2 | 6 | 2017 |  |  |  | Y | [6 empty] | 180 | 20 | 2.6 | Y | [5 empty] | N |  | N
65327 | Southeastern Solar Farm Fund, LLC | 66200 | Cedar Creek Solar, LLC | GA | Barrow | CEDAR | OP | Solar Photovoltaic | PV | IPP Non-CHP | 2 | 2 | 2 | 2 | 10 | 2017 |  |  |  | Y | [6 empty] | 180 | 20 | 2.6 | Y | [5 empty] | N |  | N
65330 | Westbound Solar 3, LLC | 66201 | Niagara Bottling - Bloomfield | CT | Hartford | NBBRM | OP | Solar Photovoltaic | PV | Industrial Non-CHP | 6 | 2.8 | 2.8 | 2.8 | 11 | 2022 |  |  |  | Y | [6 empty] | 0 | 10 | 3.8 | Y | [5 empty] | Y | 3.8 | N
65327 | Southeastern Solar Farm Fund, LLC | 66202 | Old Plank Road Solar Farm, LLC | FL | Duval | OLDPL | OP | Solar Photovoltaic | PV | IPP Non-CHP | 2 | 3 | 3 | 3 | 10 | 2017 |  | Y | [10 empty] | 3.9 | Y | [5 empty] | N |  | N
65327 | Southeastern Solar Farm Fund, LLC | 66205 | Turnipseed Solar, LLC | GA | Douglas | TURNI | OP | Solar Photovoltaic | PV | IPP Non-CHP | 2 | 3 | 3 | 3 | 11 | 2017 |  |  |  | Y | [6 empty] | 180 | 20 | 3.9 | Y | [5 empty] | N |  | N
65325 | Mohawk View Solar, LLC | 66206 | Mohawk View Solar | NY | Montgomery | MOVSO | OP | Solar Photovoltaic | PV | IPP Non-CHP | 2 | 5 | 5 | 5 | 10 | 2021 |  | Y | [8 empty] | 180 | 60 | 7.5 | Y | [5 empty] | N |  | N
65324 | Van Epps Solar, LLC | 66207 | Van Epps Solar | NY | Montgomery | VEPSO | OP | Solar Photovoltaic | PV | IPP Non-CHP | 2 | 5 | 5 | 5 | 10 | 2021 |  | Y | [8 empty] | 180 | 60 | 7.6 | Y | [5 empty] | N |  | N
61194 | Generate Capital | 66209 | Bantam Solar | NY | Montgomery | 10986 | OP | Solar Photovoltaic | PV | IPP Non-CHP | 2 | 5 | 5 | 5 | 3 | 2022 |  | Y | [8 empty] | 0 | 66 | 6.5 | Y | [5 empty] | N |  | N
61194 | Generate Capital | 66210 | Bogart Solar | NY | Greene | 10887 | OP | Solar Photovoltaic | PV | IPP Non-CHP | 2 | 2 | 2 | 2 | 12 | 2019 |  |  |  | Y | [6 empty] | 180 | 25 | 3 | Y | [5 empty] | Y | 3 | N
61194 | Generate Capital | 66211 | Brickchurch Solar | NY | Wayne | 10889 | OP | Solar Photovoltaic | PV | IPP Non-CHP | 2 | 2 | 2 | 2 | 3 | 2020 |  | Y | [8 empty] | 180 | 0 | 3 | Y | [5 empty] | Y | 3 | N
61194 | Generate Capital | 66212 | Canoga Solar | NY | Seneca | 10965 | OP | Solar Photovoltaic | PV | IPP Non-CHP | 2 | 5 | 5 | 5 | 7 | 2021 |  |  |  | Y | [6 empty] | 180 | 25 | 7.1 | Y | [5 empty] | N |  | N
61194 | Generate Capital | 66213 | Costanza Solar | NY | Albany | 10907 | OP | Solar Photovoltaic | PV | IPP Non-CHP | 2 | 2 | 2 | 2 | 12 | 2020 |  |  |  | Y | [6 empty] | 180 | 20 | 3 | Y | [5 empty] | N |  | N
61194 | Generate Capital | 66214 | County Route 84 Solar | NY | Steuben | 10967 | OP | Solar Photovoltaic | PV | IPP Non-CHP | 2 | 5 | 5 | 5 | 12 | 2021 |  |  |  | Y | [6 empty] | 180 | 25 | 6.9 | Y | [5 empty] | N |  | N
61194 | Generate Capital | 66215 | Cafferty Hill Solar | NY | Broome | 10996 | OP | Solar Photovoltaic | PV | IPP Non-CHP | 2 | 5 | 5 | 5 | 3 | 2022 |  |  |  | Y | [6 empty] | 175 | 25 | 6.9 | Y | [5 empty] | N |  | N
61194 | Generate Capital | 66217 | Donati Solar | NY | Seneca | 10968 | OP | Solar Photovoltaic | PV | IPP Non-CHP | 2 | 2 | 2 | 2 | 10 | 2021 |  | Y | [8 empty] | 180 | 0 | 2.9 | Y | [5 empty] | N |  | N
61194 | Generate Capital | 66218 | Dubois Solar (Hybrid) | NY | Ulster | 10892 | OP | Solar Photovoltaic | PV | IPP Non-CHP | 2 | 2 | 2 | 2 | 12 | 2020 |  |  |  | Y | [6 empty] | 180 | 25 | 3 | Y | [5 empty] | N |  | N
61194 | Generate Capital | 66220 | Finney Solar | NY | Montgomery | 10999 | OP | Solar Photovoltaic | PV | IPP Non-CHP | 2 | 5 | 5 | 5 | 12 | 2021 |  | Y | N | [7 empty] | 0 | 0 | 7.5 | Y | [5 empty] | N |  | N
61194 | Generate Capital | 66221 | Henrietta Solar | NY | Monroe | 10972 | OP | Solar Photovoltaic | PV | IPP Non-CHP | 2 | 5 | 5 | 5 | 12 | 2021 |  | Y | [8 empty] | 180 | 0 | 6 | Y | N |  |  |  |  | N |  | N
61194 | Generate Capital | 66222 | Landau II Solar (Hybrid) | NY | Ulster | 10895 | OP | Solar Photovoltaic | PV | IPP Non-CHP | 2 | 4 | 4 | 4 | 12 | 2021 |  |  |  | Y | [6 empty] | 180 | 20 | 6 | Y | [5 empty] | N |  | N
61194 | Generate Capital | 66223 | Lockenhurst Pond Solar | NY | Orange | 11000 | OP | Solar Photovoltaic | PV | IPP Non-CHP | 2 | 2 | 2 | 2 | 11 | 2022 |  | Y | [8 empty] | 0 | 0 | 2.8 |  | Y |  |  |  |  | N |  | N
61194 | Generate Capital | 66224 | New Beginnings Solar | NY | Ulster | 10890 | OP | Solar Photovoltaic | PV | IPP Non-CHP | 2 | 2 | 2 | 2 | 12 | 2019 |  |  |  | Y | [6 empty] | 180 | 25 | 3 | Y | [5 empty] | Y | 3 | N
61194 | Generate Capital | 66225 | NY70 Solar | NY | Livingston | 10970 | OP | Solar Photovoltaic | PV | IPP Non-CHP | 2 | 5 | 5 | 5 | 11 | 2021 |  | Y | [8 empty] | 0 | 0 | 6.9 | Y | [5 empty] | N |  | N
61194 | Generate Capital | 66226 | Reid Solar | NY | Oneida | 10991 | OP | Solar Photovoltaic | PV | IPP Non-CHP | 2 | 4.8 | 4.8 | 4.8 | 4 | 2021 |  |  |  | Y | [6 empty] | 180 | 25 | 6.2 | Y | [5 empty] | N |  | N
61194 | Generate Capital | 66227 | Reisender Solar | NY | Ulster | 10886 | OP | Solar Photovoltaic | PV | IPP Non-CHP | 2 | 2 | 2 | 2 | 12 | 2019 |  |  |  | Y | [6 empty] | 180 | 25 | 3 | Y | [5 empty] | Y | 3 | N
61194 | Generate Capital | 66228 | Salt Point Solar (Hybrid) | NY | Dutchess | 10888 | OP | Solar Photovoltaic | PV | IPP Non-CHP | 2 | 2 | 2 | 2 | 1 | 2021 |  | Y | [8 empty] | 180 | 0 | 3 | Y | [5 empty] | N |  | N
61194 | Generate Capital | 66229 | Sangolqui Solar | NY | Seneca | 10975 | OP | Solar Photovoltaic | PV | IPP Non-CHP | 2 | 2 | 2 | 2 | 9 | 2021 |  | Y | [8 empty] | 180 | 0 | 2.9 | Y | [5 empty] | N |  | N
61194 | Generate Capital | 66230 | State Route 14A Solar | NY | Yates | 10997 | OP | Solar Photovoltaic | PV | IPP Non-CHP | 2 | 5 | 5 | 5 | 12 | 2021 |  |  |  | Y | [6 empty] | 180 | 25 | 6.9 | Y | [5 empty] | N |  | N
61194 | Generate Capital | 66231 | State Highway 17B Solar | NY | Sullivan | 10988 | OP | Solar Photovoltaic | PV | IPP Non-CHP | 2 | 4.4 | 4.4 | 4.4 | 3 | 2021 |  |  |  | Y | [6 empty] | 180 | 25 | 6.1 | Y | [5 empty] | N |  | N
61194 | Generate Capital | 66232 | Svenski Solar (Hybrid) | NY | Orange | 10894 | OP | Solar Photovoltaic | PV | IPP Non-CHP | 2 | 2 | 2 | 2 | 4 | 2022 |  |  |  | Y | [6 empty] | 180 | 20 | 3 | Y | [5 empty] | N |  | N
61194 | Generate Capital | 66233 | West Creek Solar | NY | Tioga | 10995 | OP | Solar Photovoltaic | PV | IPP Non-CHP | 2 | 5 | 5 | 5 | 12 | 2021 |  |  |  | Y | [6 empty] | 180 | 25 | 6.9 | Y | [5 empty] | N |  | N
61194 | Generate Capital | 66234 | Wheatland 2A Solar | NY | Monroe | 10971 | OP | Solar Photovoltaic | PV | IPP Non-CHP | 2 | 4.5 | 4.5 | 4.5 | 12 | 2021 |  | Y | [8 empty] | 0 | 0 | 5.9 | Y | [5 empty] | N |  | N
61194 | Generate Capital | 66235 | Wheatland 2B Solar | NY | Monroe | 10961 | OP | Solar Photovoltaic | PV | IPP Non-CHP | 2 | 4.5 | 4.5 | 4.5 | 12 | 2021 |  | Y | [8 empty] | 0 | 0 | 5.9 | Y | [5 empty] | N |  | N
61194 | Generate Capital | 66236 | Wildflower Way Solar | NY | Steuben | 10982 | OP | Solar Photovoltaic | PV | IPP Non-CHP | 2 | 5 | 5 | 5 | 7 | 2021 |  |  |  | Y | [6 empty] | 180 | 25 | 7 | Y | [5 empty] | N |  | N
60531 | Standard Solar | 66242 | Lake Elsinore Canopies - Lakeside HS | CA | Riverside | LSHS | OP | Solar Photovoltaic | PV | IPP Non-CHP | 2 | 1 | 1 | 1 | 3 | 2022 |  | N |  |  | Y | [7 empty] | 1.4 | Y | [5 empty] | N |  | Y | 1.4
65340 | NextGrid Peppertree, LLC | 66243 | Lewiston Junction Road Solar | ME | Androscoggin | LWSJN | OP | Solar Photovoltaic | PV | IPP Non-CHP | 2 | 4.9 | 4.9 | 4.9 | 1 | 2022 |  |  |  | Y | [6 empty] | 180 | 20 | 5.6 | Y | [5 empty] | N |  | Y | 5.6
65349 | NextGrid Mastic, LLC | 66244 | Webb Road Solar | ME | Kennebec | WEBRD | OP | Solar Photovoltaic | PV | IPP Non-CHP | 2 | 4.6 | 4.6 | 4.6 | 9 | 2022 |  |  | N | Y | [6 empty] | 180 | 20 | 5.1 | Y | [5 empty] | N |  | Y | 5.1
65350 | NextGrid Mangrove, LLC | 66245 | Merrill Road Solar | ME | Androscoggin | MRLRD | OP | Solar Photovoltaic | PV | IPP Non-CHP | 2 | 4.6 | 4.6 | 4.6 | 3 | 2022 |  |  |  | Y | [6 empty] | 180 | 20 | 5.6 | Y | [5 empty] | N |  | Y | 5.6
65351 | NextGrid Cliffrose, LLC | 66246 | Lisbon Street Solar | ME | Androscoggin | LSBST | OP | Solar Photovoltaic | PV | IPP Non-CHP | 2 | 2 | 2 | 2 | 4 | 2022 |  |  |  | Y | [6 empty] | 180 | 20 | 2.5 | Y | [5 empty] | N |  | Y | 2.5
65345 | Ash Mesa Solar, LLC | 66247 | Ash Mesa Solar, LLC | CO | Montrose | 21536 | OP | Solar Photovoltaic | PV | IPP Non-CHP | 2 | 7.8 | 7.8 | 7.8 | 6 | 2022 |  |  |  | Y | [6 empty] | 180 | 52 | 10 | Y | [5 empty] | Y | 10 | N
14063 | Oklahoma Gas & Electric Co | 66248 | Butterfield Solar Farm | OK | Bryan | BSS1 | OP | Solar Photovoltaic | PV | Electric Utility | 1 | 5 | 5 | 5 | 3 | 2022 |  | Y | [8 empty] | 180 |  | 6.3 | Y | [5 empty] | N |  | N
65370 | Cutlass Solar 1, LLC | 66310 | Cutlass Solar 1 LLC | TX | Fort Bend | CT1PV | OP | Solar Photovoltaic | PV | IPP Non-CHP | 2 | 110.9 | 110.9 | 110.9 | 12 | 2022 | Y | [11 empty] | 140 | Y | [5 empty] | N |  | N
65403 | WEB Brimfield Solar LLC | 66317 | Brimfield | MA | Hampden | BRIM1 | OP | Solar Photovoltaic | PV | IPP Non-CHP | 2 | 1.9 | 1.9 | 1.9 | 12 | 2021 |  |  |  | Y | [6 empty] | 180 | 21 | 2.6 | Y | [5 empty] | N |  | N
65404 | WEB Brookfield Solar LLC | 66318 | WEB Brookfield | MA | Worcester | BROK1 | OP | Solar Photovoltaic | PV | IPP Non-CHP | 2 | 3.4 | 3.4 | 3.4 | 12 | 2021 |  |  |  | Y | [6 empty] | 180 | 20 | 5.1 | Y | [5 empty] | N |  | N
63689 | Wonderful Renewable Energy, LLC. | 66331 | Wonderful Firebaugh | CA | Madera | WFB01 | OP | Solar Photovoltaic | PV | Industrial Non-CHP | 6 | 5.4 | 5.4 | 5.4 | 8 | 2022 |  | Y | [8 empty] | 35 | 26 | 5.8 | Y | [5 empty] | Y | 5.8 | N
63689 | Wonderful Renewable Energy, LLC. | 66332 | Wonderful Kings | CA | Kern | WFK01 | OP | Solar Photovoltaic | PV | Industrial Non-CHP | 6 | 3.5 | 3.2 | 1.6 | 8 | 2022 |  | Y | [8 empty] | 38 | 26 | 3.8 | Y | [5 empty] | Y | 3.8 | N
60571 | AEP Onsite Partners, LLC | 66339 | Brainerd Airport | MN | Crow Wing | BRN01 | OP | Solar Photovoltaic | PV | IPP Non-CHP | 2 | 5.8 | 5.8 | 5.8 | 12 | 2022 |  | Y | [8 empty] | 180 |  | 6.5 | Y | [5 empty] | Y | 6.5 | N
60531 | Standard Solar | 66368 | NSE Astoria - Skyward | OR | Clackamas | SKYW | OP | Solar Photovoltaic | PV | IPP Non-CHP | 2 | 2.5 | 2.5 | 2.5 | 11 | 2021 |  |  |  | N | Y | [7 empty] | 2.8 | Y | [5 empty] | N |  | Y | 1.4
64778 | Strata Manager, LLC | 66371 | Edison Farm | NC | Rockingham | EDISN | OP | Solar Photovoltaic | PV | IPP Non-CHP | 2 | 2 | 2 | 2 | 11 | 2022 |  | Y | [8 empty] | 180 | 20 | 2.7 | Y | [5 empty] | N |  | N
64778 | Strata Manager, LLC | 66372 | Overhill Solar | NC | Sampson | OVERH | OP | Solar Photovoltaic | PV | IPP Non-CHP | 2 | 5 | 5 | 5 | 3 | 2022 |  | Y | [8 empty] | 180 | 20 | 6.6 | Y | [5 empty] | N |  | N
64778 | Strata Manager, LLC | 66373 | Polk Farm | NC | Richmond | POLK | OP | Solar Photovoltaic | PV | IPP Non-CHP | 2 | 5 | 5 | 5 | 3 | 2022 |  | Y | [8 empty] | 180 | 20 | 6.7 | Y | [5 empty] | N |  | N
64778 | Strata Manager, LLC | 66374 | Selwyn Farm | NC | Anson | SELW | OP | Solar Photovoltaic | PV | IPP Non-CHP | 2 | 5 | 5 | 5 | 3 | 2022 |  | Y | [8 empty] | 180 | 20 | 6.4 | Y | [5 empty] | N |  | N
64778 | Strata Manager, LLC | 66375 | Shieldwall Solar | NC | Halifax | SHIEL | OP | Solar Photovoltaic | PV | IPP Non-CHP | 2 | 5 | 5 | 5 | 11 | 2022 |  | Y | [8 empty] | 180 | 20 | 6.9 | Y | [5 empty] | N |  | N
64778 | Strata Manager, LLC | 66376 | Summit Solar | NC | Wayne | SUMMT | OP | Solar Photovoltaic | PV | IPP Non-CHP | 2 | 3 | 3 | 3 | 8 | 2022 |  | Y | [8 empty] | 180 | 20 | 4 | Y | [5 empty] | N |  | N
61677 | Sol Systems | 66380 | SCS Penfield One 010750 Penfield, LLC | NY | Monroe | 83022 | OP | Solar Photovoltaic | PV | IPP Non-CHP | 2 | 5 | 4.9 | 2.8 | 9 | 2022 |  | Y | [8 empty] | 180 | 52 | 6.1 | [5 empty] | Y | N |  | N
61677 | Sol Systems | 66381 | SCS Harpswell 012903 Brunswick, LLC | ME | Cumberland | 11822 | OP | Solar Photovoltaic | PV | IPP Non-CHP | 2 | 4.9 | 4.9 | 3 | 11 | 2022 |  | Y | [8 empty] | 180 | 52 | 6.8 | [5 empty] | Y | N |  | N
24431 | Utah Municipal Power Agency | 66413 | Spanish Fork Community Solar | UT | Utah | 10112 | OP | Solar Photovoltaic | PV | Electric Utility | 1 | 4 | 4 | 4 | 7 | 2021 |  |  |  | Y | [6 empty] | 0 | 25 | 4.7 | Y | [5 empty] | N |  | N
62998 | Cox Enterprises | 66417 | Manheim New England | MA | Bristol | GRND | OP | Solar Photovoltaic | PV | Commercial Non-CHP | 4 | 2.5 | 2.5 | 2.5 | 12 | 2012 |  |  |  | Y | [6 empty] | 180 | 20 | 3 | Y | [5 empty] | N |  | N
65473 | Westside Solar, LLC (Ecofin) | 66422 | Westside Solar | MN | Olmsted | NORTH | OP | Solar Photovoltaic | PV | IPP Non-CHP | 2 | 3.5 | 3.4 | 2.7 | 12 | 2022 |  | Y | [10 empty] | 4.7 | Y | [5 empty] | N |  | N
65473 | Westside Solar, LLC (Ecofin) | 66422 | Westside Solar | MN | Olmsted | SOUTH | OP | Solar Photovoltaic | PV | IPP Non-CHP | 2 | 6.5 | 6.4 | 5.3 | 12 | 2022 |  | Y | [10 empty] | 9 | Y | [5 empty] | N |  | N
65498 | Emerald Marshfield, LLC | 66427 | Emerald Marshfields, LLC | MA | Plymouth | EMAR1 | OP | Solar Photovoltaic | PV | IPP Non-CHP | 2 | 1.9 | 1.9 | 1.9 | 12 | 2022 |  |  |  | Y | [6 empty] | 326 | 3 | 2 | Y | [5 empty] | N |  | N
65496 | Emerald Kemble, LLC | 66428 | Emerald Kemble, LLC | NJ | Morris | EK350 | OP | Solar Photovoltaic | PV | IPP Non-CHP | 2 | 1.2 | 1.2 | 1.2 | 5 | 2022 |  |  |  | Y | [6 empty] | 24 | 5 | 1.6 | Y | [5 empty] | N |  | N
65496 | Emerald Kemble, LLC | 66428 | Emerald Kemble, LLC | NJ | Morris | EK360 | OP | Solar Photovoltaic | PV | IPP Non-CHP | 2 | 1.2 | 1.2 | 1.2 | 5 | 2022 |  |  |  | Y | [6 empty] | 24 | 5 | 1.7 | Y | [5 empty] | N |  | N
65497 | Emerald Gardens PKI, LLC | 66429 | Emerald Gardens PKI, LLC | CT | Fairfield | EPKI1 | OP | Solar Photovoltaic | PV | IPP Non-CHP | 2 | 0.8 | 0.8 | 0.8 | 10 | 2021 |  |  |  | Y | [6 empty] | 298 | 5 | 0.9 | Y | [5 empty] | N |  | N
65497 | Emerald Gardens PKI, LLC | 66429 | Emerald Gardens PKI, LLC | CT | Fairfield | EPKI2 | OP | Solar Photovoltaic | PV | IPP Non-CHP | 2 | 0.8 | 0.8 | 0.8 | 10 | 2021 |  |  |  | Y | [6 empty] | 78 | 5 | 0.9 | Y | [5 empty] | N |  | N
60628 | Inovateus Solar, LLC | 66442 | LSE Musca Solar | NY | Tompkins | ORANG | OP | Solar Photovoltaic | PV | IPP Non-CHP | 2 | 5 | 5 | 5 | 10 | 2022 |  | Y | [8 empty] | 180 |  | 7.5 | Y | [5 empty] | N |  | N
65521 | Spring Hope Solar 2, LLC | 66465 | Spring Hope Solar 2, LLC | NC | Nash | 68900 | OP | Solar Photovoltaic | PV | IPP Non-CHP | 2 | 5 | 5 | 5 | 12 | 2021 |  |  |  | Y | [6 empty] | 0 | 25 | 7.1 | Y | [5 empty] | Y | 5 | N
65522 | Blue Skies Solar, LLC | 66466 | Blue Skies Solar, LLC | CA | Kern | 43580 | OP | Solar Photovoltaic | PV | IPP Non-CHP | 2 | 1 | 1 | 1 | 12 | 2021 |  |  |  | Y | [5 empty] | N | 0 | 52 | 1.1 | N |  |  |  |  | Y | Y | 1.1 | N
60947 | Tesla Inc. | 66468 | Clovis High School | CA | Fresno | PV1 | OP | Solar Photovoltaic | PV | IPP Non-CHP | 2 | 1 | 1 | 1 | 4 | 2018 |  |  |  | Y | [6 empty] | 270 | 7 | 1.1 | Y | [5 empty] | N |  | N
60947 | Tesla Inc. | 66469 | Clovis East High School | CA | Fresno | PV1 | OP | Solar Photovoltaic | PV | IPP Non-CHP | 2 | 1 | 1 | 1 | 4 | 2018 |  |  |  | Y | [6 empty] | 270 | 7 | 1.1 | Y | [5 empty] | N |  | N
60947 | Tesla Inc. | 66470 | Clovis North High School | CA | Fresno | PV1 | OP | Solar Photovoltaic | PV | IPP Non-CHP | 2 | 1 | 1 | 1 | 12 | 2017 |  |  |  | Y | [6 empty] | 270 | 7 | 1.1 | Y | [5 empty] | N |  | N
60628 | Inovateus Solar, LLC | 66473 | LSE Pavo Solar | NY | Delaware | WALTO | OP | Solar Photovoltaic | PV | IPP Non-CHP | 2 | 2.3 | 2.3 | 2.3 | 9 | 2022 |  | Y | [10 empty] | 3.4 | Y | [5 empty] | N |  | N
65504 | Catalyze Blackstone 83 Federal Street Microgrid, LLC | 66474 | MA Blackstone | MA | Worcester | 18170 | OP | Solar Photovoltaic | PV | IPP Non-CHP | 2 | 4.2 | 4.2 | 4.2 | 7 | 2022 |  |  |  | Y | [6 empty] | 183 | 20 | 6.3 | Y | [5 empty] | N |  | N
65480 | VC Renewables | 66481 | Union Vale | NY | Dutchess | UVALE | OP | Solar Photovoltaic | PV | IPP Non-CHP | 2 | 1.7 | 1.7 | 1.7 | 8 | 2021 |  |  |  | Y | [6 empty] | 180 | 20 | 2.6 | Y | [5 empty] | N |  | Y | 2.6
65480 | VC Renewables | 66482 | Ghent (NY) | NY | Columbia | GHENT | OP | Solar Photovoltaic | PV | IPP Non-CHP | 2 | 3.3 | 3.3 | 3.3 | 6 | 2021 |  |  |  | Y | [6 empty] | 180 | 20 | 4.3 | Y | [5 empty] | N |  | Y | 4.3
65480 | VC Renewables | 66483 | Stanford | NY | Dutchess | SNFRD | OP | Solar Photovoltaic | PV | IPP Non-CHP | 2 | 5 | 5 | 5 | 8 | 2021 |  |  |  | Y | [6 empty] | 180 | 22 | 7.5 | Y | [5 empty] | N |  | Y | 7.5
65480 | VC Renewables | 66485 | Gloucester | NJ | Camden | GLSTR | OP | Solar Photovoltaic | PV | IPP Non-CHP | 2 | 2.4 | 2.4 | 2.4 | 12 | 2019 |  |  |  | Y | [6 empty] | 180 | 5 | 3 | Y | [5 empty] | Y | 3 | N
65480 | VC Renewables | 66486 | Ramapo | NJ | Bergen | RAMPO | OP | Solar Photovoltaic | PV | IPP Non-CHP | 2 | 4.2 | 4.2 | 4.2 | 7 | 2019 |  |  |  | Y | [6 empty] | 180 | 5 | 5.2 | Y | [5 empty] | Y | 5.2 | N
65538 | Moyer Solar, LLC | 66487 | Moyer Solar | NC | Rockingham | MOYER | OP | Solar Photovoltaic | PV | IPP Non-CHP | 2 | 5 | 5 | 5 | 12 | 2022 |  | Y | [8 empty] | 180 | 55 | 6.6 | Y | [5 empty] | N |  | N
61194 | Generate Capital | 66489 | Genesee - CCR Solar | NY | Monroe | 10951 | OP | Solar Photovoltaic | PV | IPP Non-CHP | 2 | 3.7 | 3.7 | 3.7 | 12 | 2022 |  | Y | [10 empty] | 5.2 | Y | [5 empty] | N |  | N
65537 | Henry Miller Reclamation District | 66492 | Henry Miller RD | CA | Merced | HMRD1 | OP | Solar Photovoltaic | PV | Commercial Non-CHP | 4 | 1.5 | 1.5 | 1 | 10 | 2018 |  |  |  | Y | [6 empty] | 180 | 30 | 1.9 | Y | [5 empty] | Y | 1.9 | N
61978 | Convergent Energy and Power LP | 66499 | Federalsburg Energy Storage 1 LLC | MD | Caroline | FDPV1 | OP | Solar Photovoltaic | PV | IPP Non-CHP | 2 | 0.8 | 0.8 | 0.8 | 11 | 2021 |  | Y | [10 empty] | 1 | Y | [5 empty] | N |  | N
61978 | Convergent Energy and Power LP | 66501 | Cicero Energy Storage 1 LLC | NY | Onondaga | CCPV1 | OP | Solar Photovoltaic | PV | IPP Non-CHP | 2 | 5 | 5 | 5 | 3 | 2022 |  |  |  | Y | [6 empty] | 0 | 20 | 7.7 | Y | [5 empty] | N |  | N
61978 | Convergent Energy and Power LP | 66503 | Cicero Energy Storage 2 LLC | NY | Onondaga | CCPV2 | OP | Solar Photovoltaic | PV | IPP Non-CHP | 2 | 5 | 5 | 5 | 3 | 2022 |  |  |  | Y | [6 empty] | 0 | 20 | 7.6 | Y | [5 empty] | N |  | N
65584 | Solar DG MD Holabird Broening ACC, LLC | 66536 | CPG - Duke 5300A Holabird | MD | Baltimore City | 5003A | OP | Solar Photovoltaic | PV | IPP Non-CHP | 2 | 1.5 | 1.5 | 1.5 | 12 | 2022 |  |  |  | Y | [6 empty] | 177 | 10 | 1.9 | Y | [5 empty] | N |  | Y | 1.9
65584 | Solar DG MD Holabird Broening ACC, LLC | 66537 | CPG - Duke 5300B Holabird | MD | Baltimore City | 5003B | OP | Solar Photovoltaic | PV | IPP Non-CHP | 2 | 1.5 | 1.5 | 1.5 | 12 | 2022 |  |  |  | Y | [6 empty] | 177 | 10 | 1.9 | Y | [5 empty] | N |  | Y | 1.9
65585 | Solar DG MD Holabird AJCFB, LLC | 66538 | CPG - Duke 5900 Holabird | MD | Baltimore City | 5900 | OP | Solar Photovoltaic | PV | IPP Non-CHP | 2 | 1.5 | 1.5 | 1.5 | 12 | 2022 |  |  |  | Y | [6 empty] | 177 | 10 | 1.7 | Y | [5 empty] | N |  | Y | 1.7
65585 | Solar DG MD Holabird AJCFB, LLC | 66539 | CPG - Duke 6000 Holabird | MD | Baltimore City | 6000 | OP | Solar Photovoltaic | PV | IPP Non-CHP | 2 | 1.5 | 1.5 | 1.5 | 12 | 2022 |  |  |  | Y | [6 empty] | 177 | 10 | 1.6 | Y | [5 empty] | N |  | Y | 1.6
65628 | North Kingstown Solar LLC | 66582 | North Kingstown Solar LLC | RI | Washington | 07948 | OP | Solar Photovoltaic | PV | IPP Non-CHP | 2 | 1.9 | 1.9 | 1.9 | 9 | 2022 |  |  |  | Y | [6 empty] | 180 | 12 | 2.8 | Y | [5 empty] | N |  | N
65629 | Phillips Route 82 Solar LLC | 66583 | Phillips Route 82 Solar LLC | NY | Dutchess | 05658 | OP | Solar Photovoltaic | PV | IPP Non-CHP | 2 | 5 | 5 | 5 | 6 | 2022 |  |  |  | Y | [6 empty] | 189 | 21 | 6.9 | Y | [5 empty] | N |  | Y | 6.9
65630 | White Rock Road LLC | 66584 | White Rock Road LLC | RI | Washington | 07367 | OP | Solar Photovoltaic | PV | IPP Non-CHP | 2 | 6.5 | 6.5 | 6.5 | 12 | 2022 |  |  |  | Y | [6 empty] | 182 | 25 | 8.7 | Y | [5 empty] | N |  | N
65631 | French King Solar LLC | 66585 | French King Solar LLC | MA | Franklin | 07152 | OP | Solar Photovoltaic | PV | IPP Non-CHP | 2 | 5 | 5 | 5 | 11 | 2022 |  |  |  | Y | [6 empty] | 182 | 25 | 6.9 | Y | [5 empty] | N |  | N
65632 | Green Correctional Coxsackie NY Solar LLC | 66586 | DOCCS Greene | NY | Greene | 06945 | OP | Solar Photovoltaic | PV | IPP Non-CHP | 2 | 5 | 5 | 5 | 10 | 2022 |  |  |  | Y | [6 empty] | 180 | 25 | 7 | Y | [5 empty] | N |  | Y | 7
61204 | Today's Power, Inc. | 66587 | Americus | KS | Lyon | SOL | OP | Solar Photovoltaic | PV | Electric Utility | 1 | 1 | 1 | 1 | 8 | 2021 |  | Y | [8 empty] | 180 |  | 1.4 | Y | [5 empty] | N |  | N
61204 | Today's Power, Inc. | 66588 | Ashley-Chicot Solar | AR | Ashley | SOL | OP | Solar Photovoltaic | PV | Electric Utility | 1 | 1 | 1 | 1 | 8 | 2018 |  | Y | [8 empty] | 0 |  | 1.4 | Y | [5 empty] | N |  | N
61204 | Today's Power, Inc. | 66589 | Berryville School District Solar | AR | Carroll | SOL | OP | Solar Photovoltaic | PV | Electric Utility | 1 | 1 | 1 | 1 | 2 | 2018 |  |  |  | Y | [6 empty] | 180 | 25 | 1.2 | Y | [5 empty] | Y | 1.2 | N
61204 | Today's Power, Inc. | 66590 | C&L | AR | Lincoln | SOL | OP | Solar Photovoltaic | PV | Electric Utility | 1 | 1 | 1 | 1 | 6 | 2020 |  | Y | [8 empty] | 180 |  | 1.4 | Y | [5 empty] | N |  | N
61204 | Today's Power, Inc. | 66591 | Cheney Solar | KS | Sedgwick | SOL | OP | Solar Photovoltaic | PV | Electric Utility | 1 | 1 | 1 | 1 | 4 | 2021 |  | Y | [8 empty] | 180 |  | 1.4 | Y | [5 empty] | N |  | N
65637 | Beckwith Solar, LLC | 66602 | Beckwith Solar | NC | Columbus | BCKWT | OP | Solar Photovoltaic | PV | IPP Non-CHP | 2 | 5 | 5 | 5 | 12 | 2022 |  | Y | [8 empty] | 180 | 55 | 6.6 | Y | [5 empty] | N |  | N
61204 | Today's Power, Inc. | 66607 | Clay County Electrical Cooperative | AR | Clay | SOL | OP | Solar Photovoltaic | PV | Electric Utility | 1 | 1 | 1 | 1 | 5 | 2020 |  | Y | [8 empty] | 180 |  | 1.4 | Y | [5 empty] | N |  | N
61204 | Today's Power, Inc. | 66608 | Craighead Electric Solar One | AR | Craighead | SOL | OP | Solar Photovoltaic | PV | Electric Utility | 1 | 1 | 1 | 1 | 8 | 2018 |  | Y | [8 empty] | 180 |  | 1.4 | Y | [5 empty] | N |  | N
61204 | Today's Power, Inc. | 66609 | DeGraff Butler Electric | KS | Butler | SOL | OP | Solar Photovoltaic | PV | Electric Utility | 1 | 1 | 1 | 1 | 5 | 2021 |  | Y | [8 empty] | 180 |  | 1.4 | Y | [5 empty] | N |  | N
61204 | Today's Power, Inc. | 66610 | Farmers Electric Cooperative | AR | Jackson | SOL | OP | Solar Photovoltaic | PV | Electric Utility | 1 | 1 | 1 | 1 | 6 | 2019 |  | Y | [8 empty] | 180 |  | 1.4 | Y | [5 empty] | N |  | N
61980 | Valta Energy | 66622 | 9150 Hermosa Solar GM | CA | San Bernardino | VSPRC | OP | Solar Photovoltaic | PV | IPP Non-CHP | 2 | 1.3 | 1.3 | 1.3 | 12 | 2022 |  |  |  | Y | [6 empty] | 180 | 15 | 1.8 | Y | [5 empty] | N |  | N
65704 | Oxon Run Community Renewable Energy Facility | 66698 | Oxon Run CREF | DC | District of Columbia | OCREF | OP | Solar Photovoltaic | PV | Electric Utility | 1 | 2 | 2 | 2 | 12 | 2021 |  |  |  | Y | [6 empty] | 180 | 15 | 2.7 | Y | [5 empty] | N |  | N
65702 | Banner Solar, LLC | 66700 | Banner Solar | NC | Johnston | BANNR | OP | Solar Photovoltaic | PV | IPP Non-CHP | 2 | 5 | 5 | 5 | 12 | 2021 |  | Y | [8 empty] | 180 | 55 | 6.5 | Y | [5 empty] | N |  | N
65723 | Beulah Solar, LLC | 66709 | Beulah Solar | SC | Saluda | BEULA | OP | Solar Photovoltaic | PV | IPP Non-CHP | 2 | 74.9 | 74.9 | 74.9 | 5 | 2022 |  | Y | [8 empty] | 180 | 52 | 101.4 | Y | [5 empty] | N |  | N
65724 | Brick City Solar, LLC | 66710 | Brick City Solar | NC | Duplin | BRICT | OP | Solar Photovoltaic | PV | IPP Non-CHP | 2 | 5 | 5 | 5 | 12 | 2021 |  |  |  | Y | [6 empty] | 180 | 20 | 6.7 | Y | [5 empty] | N |  | N
65725 | Clovelly Solar, LLC | 66711 | Clovelly Solar | NC | Harnett | CLOVY | OP | Solar Photovoltaic | PV | IPP Non-CHP | 2 | 5 | 5 | 5 | 4 | 2021 |  | Y | [8 empty] | 180 | 60 | 6.9 | Y | [5 empty] | N |  | N
65726 | Coogee Solar, LLC | 66712 | Coogee Solar | NC | Pamlico | COOGE | OP | Solar Photovoltaic | PV | IPP Non-CHP | 2 | 5 | 5 | 5 | 12 | 2021 |  | Y | [8 empty] | 180 | 55 | 7.1 | Y | [5 empty] | N |  | N
65731 | ESA Albemarle NC Solar, LLC | 66718 | ESA Albemarle NC Solar | NC | Stanly | ESAAB | OP | Solar Photovoltaic | PV | IPP Non-CHP | 2 | 2 | 2 | 2 | 4 | 2021 |  | Y | [8 empty] | 180 |  | 2.8 | Y | [5 empty] | N |  | N
65732 | Millers Chapel Solar, LLC | 66719 | Millers Chapel Solar | NC | Wayne | MILCH | OP | Solar Photovoltaic | PV | IPP Non-CHP | 2 | 4.8 | 4.8 | 4.8 | 12 | 2021 |  |  |  | Y | [6 empty] | 180 | 20 | 6.7 | Y | [5 empty] | N |  | N
65733 | Oakwood Solar, LLC | 66720 | Oakwood Solar | NC | Orange | OAKWD | OP | Solar Photovoltaic | PV | IPP Non-CHP | 2 | 5 | 5 | 5 | 6 | 2021 |  | Y | [8 empty] | 180 |  | 7 | Y | [5 empty] | N |  | N
65734 | Overman Solar, LLC | 66721 | Overman Solar | NC | Wayne | OVRMN | OP | Solar Photovoltaic | PV | IPP Non-CHP | 2 | 5 | 5 | 5 | 12 | 2021 |  | Y | [8 empty] | 180 |  | 7 | Y | [5 empty] | N |  | N
65735 | Saw Solar, LLC | 66722 | Saw Solar | NC | Rowan | SAW | OP | Solar Photovoltaic | PV | IPP Non-CHP | 2 | 5 | 5 | 5 | 6 | 2022 |  | Y | [8 empty] | 180 |  | 6.6 | Y | [5 empty] | N |  | N
65736 | Sawtell Solar, LLC | 66723 | Sawtell Solar | NC | Henderson | SAWTL | OP | Solar Photovoltaic | PV | IPP Non-CHP | 2 | 3 | 3 | 3 | 4 | 2021 |  | Y | [8 empty] | 180 |  | 4 | Y | [5 empty] | N |  | N
65737 | Southwick Solar, LLC | 66724 | Southwick Solar | NC | Alamance | SOUWK | OP | Solar Photovoltaic | PV | IPP Non-CHP | 2 | 3 | 3 | 3 | 12 | 2020 |  | Y | [8 empty] | 180 | 60 | 4 | Y | [5 empty] | N |  | N
65738 | Whiskey Solar, LLC | 66725 | Whiskey Solar | NC | Montgomery | WHISK | OP | Solar Photovoltaic | PV | IPP Non-CHP | 2 | 5 | 5 | 5 | 6 | 2021 |  | Y | [8 empty] | 180 |  | 7 | Y | [5 empty] | N |  | N
64872 | Distributed Solar Development, LLC | 66729 | (3K) 59 Hetcheltown Rd | NY | Albany | P3101 | OP | Solar Photovoltaic | PV | IPP Non-CHP | 2 | 1.4 | 1.4 | 1.4 | 11 | 2020 |  |  |  | Y | [6 empty] | 2 | 20 | 1.7 | Y | [5 empty] | Y | 1.7 | N
64872 | Distributed Solar Development, LLC | 66730 | Jordan Energy-DFA Middlebury Center Plan | PA | Tioga | P4318 | OP | Solar Photovoltaic | PV | IPP Non-CHP | 2 | 1.1 | 1.1 | 1.1 | 12 | 2021 |  |  |  | Y | [6 empty] | 2 | 15 | 1.9 | Y | [5 empty] | N |  | N
64872 | Distributed Solar Development, LLC | 66731 | Lightstar Renewables - Project 1001 | NY | Dutchess | P4450 | OP | Solar Photovoltaic | PV | IPP Non-CHP | 2 | 3.9 | 3.9 | 3.9 | 12 | 2021 |  |  |  | Y | [6 empty] | 4 | 25 | 4.7 | Y | [5 empty] | Y | 4.7 | N
64872 | Distributed Solar Development, LLC | 66732 | Lightstar Renewables - Project 1002 | NY | Dutchess | P4451 | OP | Solar Photovoltaic | PV | IPP Non-CHP | 2 | 2.1 | 2.1 | 2.1 | 12 | 2021 |  |  |  | Y | [6 empty] | 0 | 25 | 2.4 | Y | [5 empty] | Y | 2.4 | N
64872 | Distributed Solar Development, LLC | 66733 | Lost Hills Oilfield | CA | Kern | P4721 | OP | Solar Photovoltaic | PV | IPP Non-CHP | 2 | 1.9 | 1.9 | 1.9 | 7 | 2021 |  | Y |  | Y | [6 empty] | 0 | 0 | 2.2 | Y | [5 empty] | N |  | N
64872 | Distributed Solar Development, LLC | 66734 | Marathon Solar Farm LLC South | NY | Madison | P4739 | OP | Solar Photovoltaic | PV | IPP Non-CHP | 2 | 4.4 | 4.4 | 4.4 | 12 | 2020 |  |  |  | Y | [6 empty] | 0 | 25 | 6 | Y | [5 empty] | Y | 6 | N
64872 | Distributed Solar Development, LLC | 66736 | Oak Leaf - CSG Portfolio (OL 36) | CO | Arapahoe | P4159 | OP | Solar Photovoltaic | PV | IPP Non-CHP | 2 | 1.5 | 1.5 | 1.5 | 6 | 2021 |  | Y |  | Y | [6 empty] | 0 | 0 | 2 | Y | [5 empty] | Y | 2 | N
64872 | Distributed Solar Development, LLC | 66737 | Oak Leaf - CSG Portfolio (OL 37) | CO | Adams | P4161 | OP | Solar Photovoltaic | PV | IPP Non-CHP | 2 | 1.5 | 1.5 | 1.5 | 12 | 2020 |  | Y |  | Y | [6 empty] | 0 | 0 | 2 | Y | [5 empty] | Y | 2 | N
64872 | Distributed Solar Development, LLC | 66738 | Oak Leaf - CSG Portfolio (OL 38) | CO | Adams | P4581 | OP | Solar Photovoltaic | PV | IPP Non-CHP | 2 | 1.5 | 1.5 | 1.5 | 6 | 2021 |  | Y |  | Y | [6 empty] | 0 | 0 | 2 | Y | [5 empty] | Y | 2 | N
64872 | Distributed Solar Development, LLC | 66739 | Oak Leaf - CSG Portfolio (OL 39) | CO | Arapahoe | P4162 | OP | Solar Photovoltaic | PV | IPP Non-CHP | 2 | 1.5 | 1.5 | 1.5 | 6 | 2021 |  | Y |  | Y | [6 empty] | 0 | 0 | 2 | Y | [5 empty] | Y | 1.5 | N
64872 | Distributed Solar Development, LLC | 66740 | Oak Leaf - CSG Portfolio (OL 44) | CO | Adams | P4347 | OP | Solar Photovoltaic | PV | IPP Non-CHP | 2 | 1.5 | 1.5 | 1.5 | 12 | 2020 |  | Y |  | Y | [6 empty] | 0 | 0 | 2 | Y | [5 empty] | Y | 2 | N
12647 | ALLETE, Inc. | 66742 | Laskin Solar | MN | St Louis | LAK | OP | Solar Photovoltaic | PV | Electric Utility | 1 | 5.6 | 5.6 | 5.6 | 12 | 2022 |  | Y | [8 empty] | 0 | 52 | 5.9 | Y | [5 empty] | N |  | N
12647 | ALLETE, Inc. | 66743 | Jean Duluth Solar | MN | St Louis | DUL | OP | Solar Photovoltaic | PV | Electric Utility | 1 | 1.6 | 1.6 | 1.6 | 12 | 2022 |  | Y | [8 empty] | 0 | 52 | 1.5 | Y | [5 empty] | N |  | N
65748 | Herrington Solar, LLC | 66749 | Herrington Solar | NY | Rensselaer | HERR1 | OP | Solar Photovoltaic | PV | IPP Non-CHP | 2 | 5 | 5 | 5 | 9 | 2021 |  | Y | [8 empty] | 180 |  | 7.5 | Y | [5 empty] | N |  | N
64872 | Distributed Solar Development, LLC | 66762 | SCH County - (1B) 10 Alice Wagner Way Ni | NY | Schenectady | P3599 | OP | Solar Photovoltaic | PV | IPP Non-CHP | 2 | 3.5 | 3.5 | 3.5 | 10 | 2020 |  |  |  | Y | [6 empty] | 0 | 20 | 4.6 | Y | [5 empty] | Y | 4.6 | N
64872 | Distributed Solar Development, LLC | 66763 | SCH County - (1E) 398 Anthony St Schenec | NY | Schenectady | P3600 | OP | Solar Photovoltaic | PV | IPP Non-CHP | 2 | 1 | 1 | 1 | 3 | 2020 |  |  |  | Y | [6 empty] | 0 | 20 | 1.3 | Y | [5 empty] | Y | 1.3 | N
64872 | Distributed Solar Development, LLC | 66764 | SCH - (2A) 156 Barhydt Rd Glenville | NY | Schenectady | 3954 | OP | Solar Photovoltaic | PV | IPP Non-CHP | 2 | 5 | 5 | 5 | 7 | 2021 |  | Y | [8 empty] | 23 | 16 | 7.6 | Y | [5 empty] | Y | 7.6 | N
64872 | Distributed Solar Development, LLC | 66764 | SCH - (2A) 156 Barhydt Rd Glenville | NY | Schenectady | 3954B | OP | Solar Photovoltaic | PV | IPP Non-CHP | 2 | 2.5 | 2.5 | 2.5 | 7 | 2021 |  | Y | [8 empty] | 23 | 16 | 3 | Y | [5 empty] | Y | 3 | N
64872 | Distributed Solar Development, LLC | 66765 | SCH County - (2B) 4982 Rynex Corners Rd | NY | Schenectady | 3595 | OP | Solar Photovoltaic | PV | IPP Non-CHP | 2 | 2.5 | 2.5 | 2.5 | 12 | 2020 |  | Y | [8 empty] | 5 | 16 | 4.5 | Y | [5 empty] | Y | 4.5 | N
64872 | Distributed Solar Development, LLC | 66766 | SCH County - (2D) 98 Cheltingham Ave Sch | NY | Schenectady | P3608 | OP | Solar Photovoltaic | PV | IPP Non-CHP | 2 | 2.8 | 2.8 | 2.8 | 6 | 2020 |  |  |  | Y | [6 empty] | 3 | 20 | 3.5 | Y | [5 empty] | Y | 3.5 | N
64872 | Distributed Solar Development, LLC | 66767 | Source Power Company - Richland | NY | Oswego | 4725 | OP | Solar Photovoltaic | PV | IPP Non-CHP | 2 | 2 | 2 | 2 | 11 | 2021 |  | Y | [8 empty] | 0 | 0 | 2.6 | Y | [5 empty] | Y | 2.6 | N
64872 | Distributed Solar Development, LLC | 66769 | Source Power Company - Silver Creek | NY | Chautauqua | P4468 | OP | Solar Photovoltaic | PV | IPP Non-CHP | 2 | 5 | 5 | 5 | 12 | 2021 |  | Y | [8 empty] | 0 | 0 | 7.5 | Y | [5 empty] | Y | 7.5 | N
64872 | Distributed Solar Development, LLC | 66770 | THD Baltimore DC - 5830 Project Tiger | MD | Baltimore | P3685 | OP | Solar Photovoltaic | PV | IPP Non-CHP | 2 | 1.6 | 1.6 | 1.6 | 1 | 2021 |  |  |  | Y | [6 empty] | 354 | 10 | 2.6 | Y | [5 empty] | N |  | N
64872 | Distributed Solar Development, LLC | 66771 | Marathon Solar Farm II LLC North | NY | Madison | P4471 | OP | Solar Photovoltaic | PV | IPP Non-CHP | 2 | 2.9 | 2.9 | 2.9 | 12 | 2020 |  |  |  | Y | [6 empty] | 0 | 25 | 3.9 | Y | [5 empty] | N |  | Y | 2.9
65760 | Solar DG NJ Brookdale, LLC | 66776 | Brookdale CC BTM at Lincroft | NJ | Monmouth | PV1 | OP | Solar Photovoltaic | PV | IPP Non-CHP | 2 | 3.7 | 3.7 | 3.7 | 12 | 2022 |  |  |  | Y | [6 empty] | 175 | 7 | 5 | Y | [5 empty] | Y | 5 | N
65758 | Helios Energy New York 15 LLC | 66777 | Geneseo Solar | NY | Livingston | GEN1 | OP | Solar Photovoltaic | PV | IPP Non-CHP | 2 | 5 | 5 | 5 | 12 | 2021 |  | Y | [8 empty] | 180 |  | 7.5 | Y | [5 empty] | N |  | N
64872 | Distributed Solar Development, LLC | 66797 | Agriculture Capital - Legacy Packing | CA | Tulare | P4376 | OP | Solar Photovoltaic | PV | IPP Non-CHP | 2 | 1.6 | 1.6 | 1.6 | 12 | 2022 |  |  |  | Y | [6 empty] | 0 | 20 | 2.1 | Y | [5 empty] | N |  | N
64872 | Distributed Solar Development, LLC | 66799 | Bishop Ranch - BR 1-Y | CA | Contra Costa | 4087 | OP | Solar Photovoltaic | PV | IPP Non-CHP | 2 | 1.1 | 1.1 | 1.1 | 3 | 2022 |  | Y |  | Y | [6 empty] | 10 | 27 | 1.3 | Y | [5 empty] | N |  | N
64872 | Distributed Solar Development, LLC | 66815 | Dynamic Energy NJ - Ferrero | NJ | Somerset | P5875 | OP | Solar Photovoltaic | PV | IPP Non-CHP | 2 | 1.5 | 1.5 | 1.5 | 11 | 2022 |  |  |  | Y | [6 empty] | 0 | 0 | 2 | Y | [5 empty] | N |  | N
65721 | NY USLE Carthage SR26 A LLC | 66822 | Carthage A | NY | Jefferson | NECA | OP | Solar Photovoltaic | PV | IPP Non-CHP | 2 | 5 | 5 | 5 | 4 | 2022 |  |  |  | Y | [6 empty] | 180 | 25 | 7.5 | Y | [5 empty] | N |  | Y | 5
65722 | NY USLE Carthage SR26 B LLC | 66823 | Carthage B | NY | Jefferson | NECB | OP | Solar Photovoltaic | PV | IPP Non-CHP | 2 | 3.3 | 3.3 | 3.3 | 3 | 2022 |  |  |  | Y | [6 empty] | 180 | 25 | 5 | Y | [5 empty] | N |  | Y | 3.3
64872 | Distributed Solar Development, LLC | 66835 | Lightstar Renewables - Project 1004 | NY | Ulster | P4453 | OP | Solar Photovoltaic | PV | IPP Non-CHP | 2 | 3.5 | 3.5 | 3.5 | 11 | 2022 |  | Y | [8 empty] | 0 | 20 | 4.2 | Y | [5 empty] | Y | 4.2 | N
63991 | DG New York CS, LLC | 66846 | Jogee Road Solar | NY | Orange | JOGEE | OP | Solar Photovoltaic | PV | IPP Non-CHP | 2 | 2 | 2 | 2 | 7 | 2022 |  | Y | [8 empty] | 180 | 60 | 2.7 | Y | [5 empty] | N |  | N
65795 | South County Packing | 66863 | Blackjack Solar | CA | Monterey | BJK01 | OP | Solar Photovoltaic | PV | Industrial Non-CHP | 6 | 4 | 3.9 | 3.1 | 12 | 2020 |  |  |  | Y | [6 empty] | 180 | 10 | 5.2 | Y | [5 empty] | Y | 5.2 | N
65043 | Madison Energy Investments LLC | 66906 | Hammonton-High School Solar | NJ | Atlantic | HHSPV | OP | Solar Photovoltaic | PV | IPP Non-CHP | 2 | 1.2 | 1.2 | 1.2 | 12 | 2022 |  |  |  | Y | [6 empty] | 0 | 20 | 1.7 | Y | [5 empty] | Y | 1.7 | N
65043 | Madison Energy Investments LLC | 66907 | Barefoot Solar | ME | Somerset | BARE1 | OP | Solar Photovoltaic | PV | IPP Non-CHP | 2 | 4.3 | 4.3 | 4.3 | 12 | 2022 |  |  |  | Y | [6 empty] | 180 | 25 | 5.5 | Y | [5 empty] | N |  | N

## Retired and Canceled
2022 Form EIA-860 Data - Schedule 3, 'Solar Technology Data' (Retired & Canceled Units Only)
Utility ID | Utility Name | Plant Code | Plant Name | State | County | Generator ID | Status | Technology | Prime Mover | Sector Name | Sector | Nameplate Capacity (MW) | Summer Capacity (MW) | Winter Capacity (MW) | Operating Month | Operating Year | Retirement Month | Retirement Year | Lenses / Mirrors? | Single-Axis Tracking? | Dual-Axis Tracking? | Fixed Tilt? | East West Fixed Tilt? | Parabolic Trough? | Linear Fresnel? | Power Tower? | Dish Engine? | Other Solar Technology? | Azimuth Angle | Tilt Angle | DC Net Capacity (MW) | Crystalline Silicon? | Thin-Film (CdTe)? | Thin-Film (A-Si)? | Thin-Film (CIGS)? | Thin-Film (Other)? | Other Materials? | Net Metering Agreement? | Net Metering DC Capacity (MW) | Virtual Net Metering Agreement? | Virtual Net Metering DC Capacity (MW)
803 | Arizona Public Service Co | 116 | Ocotillo | AZ | Maricopa | PV1 | RE | Solar Photovoltaic | PV | Electric Utility | 1 | 0.1 | 0.1 | 0.1 | 3 | 1998 | 7 | 2015 |  | Y | [10 empty] | 0.1 | Y
803 | Arizona Public Service Co | 116 | Ocotillo | AZ | Maricopa | PV2 | RE | Solar Photovoltaic | PV | Electric Utility | 1 | 0.1 | 0.1 | 0.1 | 10 | 1999 | 7 | 2015 |  | Y | [10 empty] | 0.1 | Y
803 | Arizona Public Service Co | 116 | Ocotillo | AZ | Maricopa | PVM | RE | Solar Photovoltaic | PV | Electric Utility | 1 | 0.4 | 0.4 | 0.4 | 4 | 1988 | 7 | 2015 |  | Y | [10 empty] | 0.4 | Y
803 | Arizona Public Service Co | 118 | Saguaro | AZ | Pinal | PV1 | RE | Solar Thermal without Energy Storage | OT | Electric Utility | 1 | 1 | 1 | 1 | 12 | 2005 | 4 | 2013
16534 | Sacramento Municipal Util Dist | 529 | Rancho Seco Solar | CA | Sacramento | 1 | RE | Solar Photovoltaic | PV | Electric Utility | 1 | 1 | 1 | 1 | 8 | 1984 | 4 | 2013
16534 | Sacramento Municipal Util Dist | 529 | Rancho Seco Solar | CA | Sacramento | 2 | RE | Solar Photovoltaic | PV | Electric Utility | 1 | 1 | 1 | 1 | 2 | 1986 | 4 | 2013
10623 | City of Lakeland - (FL) | 676 | C D McIntosh Jr | FL | Polk | PV6 | CN | Solar Photovoltaic | PV | Electric Utility | 1 | 16 | 16 | 8
1015 | Austin Energy | 3548 | Decker Creek | TX | Travis | PV3 | RE | Solar Photovoltaic | PV | Electric Utility | 1 | 0.3 | 0.3 | 0.3 | 7 | 1987 | 6 | 2001
60246 | Sunray Energy 2, LLC | 10437 | Sunray 2 | CA | San Bernardino | GEN1 | RE | Solar Thermal without Energy Storage | ST | IPP Non-CHP | 2 | 13.8 | 13.8 | 13.8 | 12 | 1984 | 12 | 2015 |  | N |  |  |  | N | [7 empty] | N
60247 | Sunray Energy 3 LLC | 10438 | Sunray 3 | CA | San Bernardino | GEN1 | RE | Solar Thermal without Energy Storage | ST | IPP Non-CHP | 2 | 30 | 30 | 30 | 12 | 1985 | 12 | 2015 |  | N |  |  |  | N
61950 | Terra-Gen Operating Co-Solar | 10444 | Lockhart Solar PV, LLC | CA | San Bernardino | GEN1 | RE | Solar Thermal without Energy Storage | ST | IPP Non-CHP | 2 | 92 | 80 | 64 | 12 | 1989 | 10 | 2021 | Y | Y |  |  |  | Y | [13 empty] | X |  | X
12320 | Merck & Co Inc | 52148 | Elkton | VA | Rockingham | GEN9 | IP | Solar Photovoltaic | PV | Industrial CHP | 7 | 2.5 | 2.5 | 2.5 | [23 empty] | N |  | N
803 | Arizona Public Service Co | 56228 | Prescott Airport | AZ | Yavapai | PV2 | CN | Solar Photovoltaic | PV | Electric Utility | 1 | 7 | 7 | 7 | [5 empty] | Y
57249 | EPP Renewable Energy | 56888 | Warren County Solar | NJ | Warren | GEN 5 | CN | Solar Photovoltaic | PV | IPP Non-CHP | 2 | 0.5 | 0.5 | 0.5 | [14 empty] | 0 | 20
57249 | EPP Renewable Energy | 56888 | Warren County Solar | NJ | Warren | GEN 6 | CN | Solar Photovoltaic | PV | IPP Non-CHP | 2 | 0.5 | 0.5 | 0.5 | [14 empty] | 0 | 20
57249 | EPP Renewable Energy | 56888 | Warren County Solar | NJ | Warren | GEN 7 | CN | Solar Photovoltaic | PV | IPP Non-CHP | 2 | 0.5 | 0.5 | 0.5
57249 | EPP Renewable Energy | 56888 | Warren County Solar | NJ | Warren | GEN 8 | CN | Solar Photovoltaic | PV | IPP Non-CHP | 2 | 0.5 | 0.5 | 0.5 | [5 empty] | Y | [10 empty] | 0.5 | Y
57249 | EPP Renewable Energy | 56888 | Warren County Solar | NJ | Warren | GEN 9 | CN | Solar Photovoltaic | PV | IPP Non-CHP | 2 | 0.5 | 0.5 | 0.5 | [5 empty] | Y | [10 empty] | 0.5 | Y
57249 | EPP Renewable Energy | 56888 | Warren County Solar | NJ | Warren | GEN10 | CN | Solar Photovoltaic | PV | IPP Non-CHP | 2 | 0.5 | 0.5 | 0.5 | [5 empty] | Y | [10 empty] | 0.5 | Y
56167 | Imperial Valley Solar, LLC | 56917 | Imperial Valley Solar, LLC | CA | Imperial | 2 | CN | Solar Photovoltaic | PV | IPP Non-CHP | 2 | 400 | 400 | 400 | [5 empty] | Y | [8 empty] | 180 | 0 |  |  | Y
17609 | Southern California Edison Co | 56976 | Solar Photovoltaic Project #01 | CA | San Bernardino | S1A | RE | Solar Photovoltaic | PV | Electric Utility | 1 | 0.5 | 0.5 | 0.5 | 11 | 2008 | 11 | 2011
17609 | Southern California Edison Co | 56976 | Solar Photovoltaic Project #01 | CA | San Bernardino | S1B | RE | Solar Photovoltaic | PV | Electric Utility | 1 | 0.5 | 0.5 | 0.5 | 11 | 2008 | 11 | 2011
17609 | Southern California Edison Co | 56976 | Solar Photovoltaic Project #01 | CA | San Bernardino | S1C | RE | Solar Photovoltaic | PV | Electric Utility | 1 | 0.5 | 0.5 | 0.5 | 11 | 2008 | 11 | 2011
17609 | Southern California Edison Co | 56976 | Solar Photovoltaic Project #01 | CA | San Bernardino | S1D | RE | Solar Photovoltaic | PV | Electric Utility | 1 | 0.5 | 0.5 | 0.5 | 11 | 2008 | 11 | 2011
17609 | Southern California Edison Co | 57127 | Solar Photovoltaic Project #24 | CA | San Bernardino | SO24A | CN | Solar Photovoltaic | PV | Electric Utility | 1 | 0.5 | 0.5 | 0.5
17609 | Southern California Edison Co | 57127 | Solar Photovoltaic Project #24 | CA | San Bernardino | SO24B | CN | Solar Photovoltaic | PV | Electric Utility | 1 | 0.5 | 0.5 | 0.5
17609 | Southern California Edison Co | 57127 | Solar Photovoltaic Project #24 | CA | San Bernardino | SO24C | CN | Solar Photovoltaic | PV | Electric Utility | 1 | 0.5 | 0.5 | 0.5
17609 | Southern California Edison Co | 57127 | Solar Photovoltaic Project #24 | CA | San Bernardino | SO24D | CN | Solar Photovoltaic | PV | Electric Utility | 1 | 0.5 | 0.5 | 0.5
17609 | Southern California Edison Co | 57127 | Solar Photovoltaic Project #24 | CA | San Bernardino | SO24E | CN | Solar Photovoltaic | PV | Electric Utility | 1 | 0.5 | 0.5 | 0.5
17609 | Southern California Edison Co | 57127 | Solar Photovoltaic Project #24 | CA | San Bernardino | SO24F | CN | Solar Photovoltaic | PV | Electric Utility | 1 | 0.5 | 0.5 | 0.5
17609 | Southern California Edison Co | 57127 | Solar Photovoltaic Project #24 | CA | San Bernardino | SO24G | CN | Solar Photovoltaic | PV | Electric Utility | 1 | 0.5 | 0.5 | 0.5
17609 | Southern California Edison Co | 57127 | Solar Photovoltaic Project #24 | CA | San Bernardino | SO24H | CN | Solar Photovoltaic | PV | Electric Utility | 1 | 0.5 | 0.5 | 0.5
17609 | Southern California Edison Co | 57218 | Solar Photovoltaic Project #04 | CA | San Bernardino | S004A | CN | Solar Photovoltaic | PV | Electric Utility | 1 | 0.5 | 0.5 | 0.5
17609 | Southern California Edison Co | 57218 | Solar Photovoltaic Project #04 | CA | San Bernardino | S004B | CN | Solar Photovoltaic | PV | Electric Utility | 1 | 0.5 | 0.5 | 0.5
17609 | Southern California Edison Co | 57218 | Solar Photovoltaic Project #04 | CA | San Bernardino | S004C | CN | Solar Photovoltaic | PV | Electric Utility | 1 | 0.5 | 0.5 | 0.5
17609 | Southern California Edison Co | 57222 | Solar Photovoltaic Project #08 | CA | San Bernardino | S008E | CN | Solar Photovoltaic | PV | Electric Utility | 1 | 0.5 | 0.5 | 0.5
17609 | Southern California Edison Co | 57223 | Solar Photovoltaic Project #09 | CA | San Bernardino | S009C | CN | Solar Photovoltaic | PV | Electric Utility | 1 | 0.5 | 0.5 | 0.5
17609 | Southern California Edison Co | 57224 | Solar Photovoltaic Project #10 | CA | San Bernardino | S010D | CN | Solar Photovoltaic | PV | Electric Utility | 1 | 0.5 | 0.5 | 0.5
17609 | Southern California Edison Co | 57226 | Solar Photovoltaic Project #12 | CA | San Bernardino | S012B | CN | Solar Photovoltaic | PV | Electric Utility | 1 | 0.5 | 0.5 | 0.5
17609 | Southern California Edison Co | 57228 | Solar Photovoltaic Project #14 | CA | San Bernardino | S014A | CN | Solar Photovoltaic | PV | Electric Utility | 1 | 0.5 | 0.5 | 0.5
17609 | Southern California Edison Co | 57228 | Solar Photovoltaic Project #14 | CA | San Bernardino | S014B | CN | Solar Photovoltaic | PV | Electric Utility | 1 | 0.5 | 0.5 | 0.5
17609 | Southern California Edison Co | 57228 | Solar Photovoltaic Project #14 | CA | San Bernardino | S014C | CN | Solar Photovoltaic | PV | Electric Utility | 1 | 0.5 | 0.5 | 0.5
17609 | Southern California Edison Co | 57231 | Solar Photovoltaic Project #17 | CA | San Bernardino | S017H | CN | Solar Photovoltaic | PV | Electric Utility | 1 | 0.5 | 0.5 | 0.5 | [14 empty] | 180 | 5
17609 | Southern California Edison Co | 57232 | Solar Photovoltaic Project #18 | CA | San Bernardino | S018D | CN | Solar Photovoltaic | PV | Electric Utility | 1 | 0.5 | 0.5 | 0.5
17609 | Southern California Edison Co | 57233 | Solar Photovoltaic Project #19 | CA | San Bernardino | S019A | CN | Solar Photovoltaic | PV | Electric Utility | 1 | 1 | 0.5 | 0.5
17609 | Southern California Edison Co | 57233 | Solar Photovoltaic Project #19 | CA | San Bernardino | S019B | CN | Solar Photovoltaic | PV | Electric Utility | 1 | 0.5 | 0.5 | 0.5
17609 | Southern California Edison Co | 57233 | Solar Photovoltaic Project #19 | CA | San Bernardino | S019C | CN | Solar Photovoltaic | PV | Electric Utility | 1 | 0.5 | 0.5 | 0.5
17609 | Southern California Edison Co | 57233 | Solar Photovoltaic Project #19 | CA | San Bernardino | S019D | CN | Solar Photovoltaic | PV | Electric Utility | 1 | 0.5 | 0.5 | 0.5
17609 | Southern California Edison Co | 57233 | Solar Photovoltaic Project #19 | CA | San Bernardino | S019E | CN | Solar Photovoltaic | PV | Electric Utility | 1 | 0.5 | 0.5 | 0.5
17609 | Southern California Edison Co | 57233 | Solar Photovoltaic Project #19 | CA | San Bernardino | S019F | CN | Solar Photovoltaic | PV | Electric Utility | 1 | 0.5 | 0.5 | 0.5
17609 | Southern California Edison Co | 57233 | Solar Photovoltaic Project #19 | CA | San Bernardino | S019G | CN | Solar Photovoltaic | PV | Electric Utility | 1 | 0.5 | 0.5 | 0.5
17609 | Southern California Edison Co | 57233 | Solar Photovoltaic Project #19 | CA | San Bernardino | S019H | CN | Solar Photovoltaic | PV | Electric Utility | 1 | 0.5 | 0.5 | 0.5
17609 | Southern California Edison Co | 57233 | Solar Photovoltaic Project #19 | CA | San Bernardino | S019I | CN | Solar Photovoltaic | PV | Electric Utility | 1 | 0.5 | 0.5 | 0.5
17609 | Southern California Edison Co | 57234 | Solar Photovoltaic Project #20 | CA | San Bernardino | S020A | CN | Solar Photovoltaic | PV | Electric Utility | 1 | 0.5 | 0.5 | 0.5
17609 | Southern California Edison Co | 57234 | Solar Photovoltaic Project #20 | CA | San Bernardino | S020B | CN | Solar Photovoltaic | PV | Electric Utility | 1 | 0.5 | 0.5 | 0.5
17609 | Southern California Edison Co | 57234 | Solar Photovoltaic Project #20 | CA | San Bernardino | S020C | CN | Solar Photovoltaic | PV | Electric Utility | 1 | 0.5 | 0.5 | 0.5
17609 | Southern California Edison Co | 57234 | Solar Photovoltaic Project #20 | CA | San Bernardino | S020D | CN | Solar Photovoltaic | PV | Electric Utility | 1 | 0.5 | 0.5 | 0.5
17609 | Southern California Edison Co | 57234 | Solar Photovoltaic Project #20 | CA | San Bernardino | S020E | CN | Solar Photovoltaic | PV | Electric Utility | 1 | 0.5 | 0.5 | 0.5
17609 | Southern California Edison Co | 57234 | Solar Photovoltaic Project #20 | CA | San Bernardino | S020F | CN | Solar Photovoltaic | PV | Electric Utility | 1 | 0.5 | 0.5 | 0.5
17609 | Southern California Edison Co | 57234 | Solar Photovoltaic Project #20 | CA | San Bernardino | S020G | CN | Solar Photovoltaic | PV | Electric Utility | 1 | 0.5 | 0.5 | 0.5
17609 | Southern California Edison Co | 57235 | Solar Photovoltaic Project #21 | CA | San Bernardino | S021A | CN | Solar Photovoltaic | PV | Electric Utility | 1 | 0.5 | 0.5 | 0.5
17609 | Southern California Edison Co | 57235 | Solar Photovoltaic Project #21 | CA | San Bernardino | S021B | CN | Solar Photovoltaic | PV | Electric Utility | 1 | 0.5 | 0.5 | 0.5
17609 | Southern California Edison Co | 57235 | Solar Photovoltaic Project #21 | CA | San Bernardino | S021C | CN | Solar Photovoltaic | PV | Electric Utility | 1 | 0.5 | 0.5 | 0.5
17609 | Southern California Edison Co | 57235 | Solar Photovoltaic Project #21 | CA | San Bernardino | S021D | CN | Solar Photovoltaic | PV | Electric Utility | 1 | 0.5 | 0.5 | 0.5
17609 | Southern California Edison Co | 57235 | Solar Photovoltaic Project #21 | CA | San Bernardino | S021E | CN | Solar Photovoltaic | PV | Electric Utility | 1 | 0.5 | 0.5 | 0.5
17609 | Southern California Edison Co | 57236 | Solar Photovoltaic Project #23 | CA | San Bernardino | S023F | CN | Solar Photovoltaic | PV | Electric Utility | 1 | 0.5 | 0.5 | 0.5
17609 | Southern California Edison Co | 57246 | Solar Photovoltaic Project #27 | CA | San Bernardino | S027E | CN | Solar Photovoltaic | PV | Electric Utility | 1 | 0.5 | 0.5 | 0.5 | [14 empty] | 180 | 10 | [7 empty] | N
17609 | Southern California Edison Co | 57246 | Solar Photovoltaic Project #27 | CA | San Bernardino | S027F | CN | Solar Photovoltaic | PV | Electric Utility | 1 | 0.5 | 0.5 | 0.5 | [14 empty] | 180 | 10 | [7 empty] | N
17609 | Southern California Edison Co | 57247 | Solar Photovoltaic Project #28 | CA | San Bernardino | S028H | CN | Solar Photovoltaic | PV | Electric Utility | 1 | 0.5 | 0.5 | 0.5 | [14 empty] | 180 | 5 | [7 empty] | N
56769 | Consolidated Edison Development Inc. | 57256 | PA Solar Park | PA | Carbon | 2 | CN | Solar Photovoltaic | PV | IPP Non-CHP | 2 | 9.9 | 3.8 | 3.8
64617 | Alpine Solar | 57295 | Alpine Solar | CA | Los Angeles | 2 | IP | Solar Photovoltaic | PV | IPP Non-CHP | 2 | 66 | 66 | 66
11208 | Los Angeles Department of Water & Power | 57304 | Southern Owens Valley Solar Ranch | CA | Inyo | 1 | CN | Solar Photovoltaic | PV | Electric Utility | 1 | 200 | 200 | 200 | [7 empty] | Y | [15 empty] | N |  | N
11208 | Los Angeles Department of Water & Power | 57307 | Van Norman Bypass Solar Project | CA | Los Angeles | 1 | CN | Solar Photovoltaic | PV | Electric Utility | 1 | 2 | 2 | 2 | [7 empty] | Y | [9 empty] | Y
57320 | Konoike Pacific | 57310 | 1420 Coil Av #C | CA | Los Angeles | 1 | RE | Solar Photovoltaic | PV | Commercial Non-CHP | 4 | 1.3 | 1.3 | 1.3 | 3 | 2011 | 1 | 2022 |  |  |  | Y | [6 empty] | 180 | 30 | 1.5 | Y | [5 empty] | Y | 1.4 | N
11208 | Los Angeles Department of Water & Power | 57312 | LATTC South Campus Solar | CA | Los Angeles | 1 | CN | Solar Photovoltaic | PV | IPP Non-CHP | 2 | 1.1 | 1.1 | 1.1
59396 | Agua Caliente Solar | 57373 | Agua Caliente Solar Project | AZ | Yuma | AGU01 | IP | Solar Photovoltaic | PV | IPP Non-CHP | 2 | 290 | 290 | 290 | [7 empty] | Y | [6 empty] | 195 | 15 |  |  | Y |  |  |  |  | N
24211 | Tucson Electric Power Co | 57391 | TAA Solar Facility | AZ | Pima | TAA1 | CN | Solar Photovoltaic | PV | Electric Utility | 1 | 2.8 | 2.8 | [8 empty] | Y | [9 empty] | Y
14328 | Pacific Gas & Electric Co. | 57521 | Giffen | CA | Fresno | 2 | CN | Solar Photovoltaic | PV | Electric Utility | 1 | 10 | 10 | 10 | [25 empty] | N
17609 | Southern California Edison Co | 57528 | Solar Photovoltaic Project #25 | CA | San Bernardino | S25A | CN | Solar Photovoltaic | PV | Electric Utility | 1 | 0.5 | 0.5 | 0.5
17609 | Southern California Edison Co | 57528 | Solar Photovoltaic Project #25 | CA | San Bernardino | S25B | CN | Solar Photovoltaic | PV | Electric Utility | 1 | 0.5 | 0.5 | 0.5
17609 | Southern California Edison Co | 57528 | Solar Photovoltaic Project #25 | CA | San Bernardino | S25C | CN | Solar Photovoltaic | PV | Electric Utility | 1 | 0.5 | 0.5 | 0.5
17609 | Southern California Edison Co | 57528 | Solar Photovoltaic Project #25 | CA | San Bernardino | S25D | CN | Solar Photovoltaic | PV | Electric Utility | 1 | 0.5 | 0.5 | 0.5
17609 | Southern California Edison Co | 57528 | Solar Photovoltaic Project #25 | CA | San Bernardino | S25E | CN | Solar Photovoltaic | PV | Electric Utility | 1 | 0.5 | 0.5 | 0.5
17609 | Southern California Edison Co | 57528 | Solar Photovoltaic Project #25 | CA | San Bernardino | S25F | CN | Solar Photovoltaic | PV | Electric Utility | 1 | 0.5 | 0.5 | 0.5
17609 | Southern California Edison Co | 57528 | Solar Photovoltaic Project #25 | CA | San Bernardino | S25G | CN | Solar Photovoltaic | PV | Electric Utility | 1 | 0.5 | 0.5 | 0.5
17609 | Southern California Edison Co | 57528 | Solar Photovoltaic Project #25 | CA | San Bernardino | S25H | CN | Solar Photovoltaic | PV | Electric Utility | 1 | 0.5 | 0.5 | 0.5
17609 | Southern California Edison Co | 57528 | Solar Photovoltaic Project #25 | CA | San Bernardino | S25I | CN | Solar Photovoltaic | PV | Electric Utility | 1 | 0.5 | 0.5 | 0.5
17609 | Southern California Edison Co | 57532 | Solar Photovoltaic Project #30 | CA | San Bernardino | S30A | CN | Solar Photovoltaic | PV | Electric Utility | 1 | 0.5 | 0.5 | 0.5
17609 | Southern California Edison Co | 57532 | Solar Photovoltaic Project #30 | CA | San Bernardino | S30B | CN | Solar Photovoltaic | PV | Electric Utility | 1 | 0.5 | 0.5 | 0.5
17609 | Southern California Edison Co | 57532 | Solar Photovoltaic Project #30 | CA | San Bernardino | S30C | CN | Solar Photovoltaic | PV | Electric Utility | 1 | 0.5 | 0.5 | 0.5
17609 | Southern California Edison Co | 57533 | Solar Photovoltaic Project #31 | CA | San Bernardino | S31A | CN | Solar Photovoltaic | PV | Electric Utility | 1 | 0.5 | 0.5 | 0.5
17609 | Southern California Edison Co | 57533 | Solar Photovoltaic Project #31 | CA | San Bernardino | S31B | CN | Solar Photovoltaic | PV | Electric Utility | 1 | 0.5 | 0.5 | 0.5
17609 | Southern California Edison Co | 57537 | Solar Photovoltaic Project #35 | CA | Kern | 35H | CN | Solar Photovoltaic | PV | Electric Utility | 1 | 0.5 | 0.5 | 0.5
17609 | Southern California Edison Co | 57537 | Solar Photovoltaic Project #35 | CA | Kern | 35I | CN | Solar Photovoltaic | PV | Electric Utility | 1 | 0.5 | 0.5 | 0.5
17609 | Southern California Edison Co | 57537 | Solar Photovoltaic Project #35 | CA | Kern | 35J | CN | Solar Photovoltaic | PV | Electric Utility | 1 | 0.5 | 0.5 | 0.5
17609 | Southern California Edison Co | 57537 | Solar Photovoltaic Project #35 | CA | Kern | 35K | CN | Solar Photovoltaic | PV | Electric Utility | 1 | 0.5 | 0.5 | 0.5
17609 | Southern California Edison Co | 57537 | Solar Photovoltaic Project #35 | CA | Kern | 35L | CN | Solar Photovoltaic | PV | Electric Utility | 1 | 0.5 | 0.5 | 0.5
17609 | Southern California Edison Co | 57537 | Solar Photovoltaic Project #35 | CA | Kern | 35M | CN | Solar Photovoltaic | PV | Electric Utility | 1 | 0.5 | 0.5 | 0.5
17609 | Southern California Edison Co | 57537 | Solar Photovoltaic Project #35 | CA | Kern | 35N | CN | Solar Photovoltaic | PV | Electric Utility | 1 | 0.5 | 0.5 | 0.5
17609 | Southern California Edison Co | 57537 | Solar Photovoltaic Project #35 | CA | Kern | S35A | CN | Solar Photovoltaic | PV | Electric Utility | 1 | 0.5 | 0.5 | 0.5
17609 | Southern California Edison Co | 57537 | Solar Photovoltaic Project #35 | CA | Kern | S35B | CN | Solar Photovoltaic | PV | Electric Utility | 1 | 0.5 | 0.5 | 0.5
17609 | Southern California Edison Co | 57537 | Solar Photovoltaic Project #35 | CA | Kern | S35C | CN | Solar Photovoltaic | PV | Electric Utility | 1 | 0.5 | 0.5 | 0.5
17609 | Southern California Edison Co | 57537 | Solar Photovoltaic Project #35 | CA | Kern | S35D | CN | Solar Photovoltaic | PV | Electric Utility | 1 | 0.5 | 0.5 | 0.5
17609 | Southern California Edison Co | 57537 | Solar Photovoltaic Project #35 | CA | Kern | S35E | CN | Solar Photovoltaic | PV | Electric Utility | 1 | 0.5 | 0.5 | 0.5
17609 | Southern California Edison Co | 57537 | Solar Photovoltaic Project #35 | CA | Kern | S35F | CN | Solar Photovoltaic | PV | Electric Utility | 1 | 0.5 | 0.5 | 0.5
17609 | Southern California Edison Co | 57537 | Solar Photovoltaic Project #35 | CA | Kern | S35G | CN | Solar Photovoltaic | PV | Electric Utility | 1 | 0.5 | 0.5 | 0.5
17609 | Southern California Edison Co | 57538 | Solar Photovoltaic Project #40 | CA | San Bernardino | S40A | CN | Solar Photovoltaic | PV | Electric Utility | 1 | 0.5 | 0.5 | 0.5
17609 | Southern California Edison Co | 57538 | Solar Photovoltaic Project #40 | CA | San Bernardino | S40B | CN | Solar Photovoltaic | PV | Electric Utility | 1 | 0.5 | 0.5 | 0.5
17609 | Southern California Edison Co | 57538 | Solar Photovoltaic Project #40 | CA | San Bernardino | S40C | CN | Solar Photovoltaic | PV | Electric Utility | 1 | 0.5 | 0.5 | 0.5
17609 | Southern California Edison Co | 57538 | Solar Photovoltaic Project #40 | CA | San Bernardino | S40D | CN | Solar Photovoltaic | PV | Electric Utility | 1 | 0.5 | 0.5 | 0.5
17609 | Southern California Edison Co | 57538 | Solar Photovoltaic Project #40 | CA | San Bernardino | S40E | CN | Solar Photovoltaic | PV | Electric Utility | 1 | 0.5 | 0.5 | 0.5
17609 | Southern California Edison Co | 57538 | Solar Photovoltaic Project #40 | CA | San Bernardino | S40F | CN | Solar Photovoltaic | PV | Electric Utility | 1 | 0.5 | 0.5 | 0.5
17609 | Southern California Edison Co | 57538 | Solar Photovoltaic Project #40 | CA | San Bernardino | S40G | CN | Solar Photovoltaic | PV | Electric Utility | 1 | 0.5 | 0.5 | 0.5
17609 | Southern California Edison Co | 57538 | Solar Photovoltaic Project #40 | CA | San Bernardino | S40H | CN | Solar Photovoltaic | PV | Electric Utility | 1 | 0.5 | 0.5 | 0.5
17609 | Southern California Edison Co | 57538 | Solar Photovoltaic Project #40 | CA | San Bernardino | S40I | CN | Solar Photovoltaic | PV | Electric Utility | 1 | 0.5 | 0.5 | 0.5
17609 | Southern California Edison Co | 57538 | Solar Photovoltaic Project #40 | CA | San Bernardino | S40J | CN | Solar Photovoltaic | PV | Electric Utility | 1 | 0.5 | 0.5 | 0.5
17609 | Southern California Edison Co | 57538 | Solar Photovoltaic Project #40 | CA | San Bernardino | S40K | CN | Solar Photovoltaic | PV | Electric Utility | 1 | 0.5 | 0.5 | 0.5
17609 | Southern California Edison Co | 57538 | Solar Photovoltaic Project #40 | CA | San Bernardino | S40L | CN | Solar Photovoltaic | PV | Electric Utility | 1 | 0.5 | 0.5 | 0.5
17609 | Southern California Edison Co | 57538 | Solar Photovoltaic Project #40 | CA | San Bernardino | S40M | CN | Solar Photovoltaic | PV | Electric Utility | 1 | 0.5 | 0.5 | 0.5
17609 | Southern California Edison Co | 57538 | Solar Photovoltaic Project #40 | CA | San Bernardino | S40N | CN | Solar Photovoltaic | PV | Electric Utility | 1 | 0.5 | 0.5 | 0.5
17609 | Southern California Edison Co | 57538 | Solar Photovoltaic Project #40 | CA | San Bernardino | S40O | CN | Solar Photovoltaic | PV | Electric Utility | 1 | 0.5 | 0.5 | 0.5
17609 | Southern California Edison Co | 57538 | Solar Photovoltaic Project #40 | CA | San Bernardino | S40P | CN | Solar Photovoltaic | PV | Electric Utility | 1 | 0.5 | 0.5 | 0.5
17609 | Southern California Edison Co | 57538 | Solar Photovoltaic Project #40 | CA | San Bernardino | S40Q | CN | Solar Photovoltaic | PV | Electric Utility | 1 | 0.5 | 0.5 | 0.5
17609 | Southern California Edison Co | 57538 | Solar Photovoltaic Project #40 | CA | San Bernardino | S40R | CN | Solar Photovoltaic | PV | Electric Utility | 1 | 0.5 | 0.5 | 0.5
17609 | Southern California Edison Co | 57538 | Solar Photovoltaic Project #40 | CA | San Bernardino | S40S | CN | Solar Photovoltaic | PV | Electric Utility | 1 | 0.5 | 0.5 | 0.5
17609 | Southern California Edison Co | 57538 | Solar Photovoltaic Project #40 | CA | San Bernardino | S40T | CN | Solar Photovoltaic | PV | Electric Utility | 1 | 0.5 | 0.5 | 0.5
17609 | Southern California Edison Co | 57539 | Solar Photovoltaic Project #41 | CA | San Bernardino | S41A | CN | Solar Photovoltaic | PV | Electric Utility | 1 | 0.5 | 0.5 | 0.5
17609 | Southern California Edison Co | 57539 | Solar Photovoltaic Project #41 | CA | San Bernardino | S41B | CN | Solar Photovoltaic | PV | Electric Utility | 1 | 0.5 | 0.5 | 0.5
17609 | Southern California Edison Co | 57539 | Solar Photovoltaic Project #41 | CA | San Bernardino | S41C | CN | Solar Photovoltaic | PV | Electric Utility | 1 | 0.5 | 0.5 | 0.5
17609 | Southern California Edison Co | 57539 | Solar Photovoltaic Project #41 | CA | San Bernardino | S41D | CN | Solar Photovoltaic | PV | Electric Utility | 1 | 0.5 | 0.5 | 0.5
17609 | Southern California Edison Co | 57539 | Solar Photovoltaic Project #41 | CA | San Bernardino | S41E | CN | Solar Photovoltaic | PV | Electric Utility | 1 | 0.5 | 0.5 | 0.5
17609 | Southern California Edison Co | 57539 | Solar Photovoltaic Project #41 | CA | San Bernardino | S41F | CN | Solar Photovoltaic | PV | Electric Utility | 1 | 0.5 | 0.5 | 0.5
17609 | Southern California Edison Co | 57539 | Solar Photovoltaic Project #41 | CA | San Bernardino | S41G | CN | Solar Photovoltaic | PV | Electric Utility | 1 | 0.5 | 0.5 | 0.5
17609 | Southern California Edison Co | 57539 | Solar Photovoltaic Project #41 | CA | San Bernardino | S41H | CN | Solar Photovoltaic | PV | Electric Utility | 1 | 0.5 | 0.5 | 0.5
17609 | Southern California Edison Co | 57539 | Solar Photovoltaic Project #41 | CA | San Bernardino | S41I | CN | Solar Photovoltaic | PV | Electric Utility | 1 | 0.5 | 0.5 | 0.5
17609 | Southern California Edison Co | 57539 | Solar Photovoltaic Project #41 | CA | San Bernardino | S41J | CN | Solar Photovoltaic | PV | Electric Utility | 1 | 0.5 | 0.5 | 0.5
17609 | Southern California Edison Co | 57539 | Solar Photovoltaic Project #41 | CA | San Bernardino | S41K | CN | Solar Photovoltaic | PV | Electric Utility | 1 | 0.5 | 0.5 | 0.5
17609 | Southern California Edison Co | 57539 | Solar Photovoltaic Project #41 | CA | San Bernardino | S41L | CN | Solar Photovoltaic | PV | Electric Utility | 1 | 0.5 | 0.5 | 0.5
17609 | Southern California Edison Co | 57539 | Solar Photovoltaic Project #41 | CA | San Bernardino | S41M | CN | Solar Photovoltaic | PV | Electric Utility | 1 | 0.5 | 0.5 | 0.5
17609 | Southern California Edison Co | 57539 | Solar Photovoltaic Project #41 | CA | San Bernardino | S41N | CN | Solar Photovoltaic | PV | Electric Utility | 1 | 0.5 | 0.5 | 0.5
17609 | Southern California Edison Co | 57539 | Solar Photovoltaic Project #41 | CA | San Bernardino | S41O | CN | Solar Photovoltaic | PV | Electric Utility | 1 | 0.5 | 0.5 | 0.5
17609 | Southern California Edison Co | 57539 | Solar Photovoltaic Project #41 | CA | San Bernardino | S41P | CN | Solar Photovoltaic | PV | Electric Utility | 1 | 0.5 | 0.5 | 0.5
17609 | Southern California Edison Co | 57539 | Solar Photovoltaic Project #41 | CA | San Bernardino | S41Q | CN | Solar Photovoltaic | PV | Electric Utility | 1 | 0.5 | 0.5 | 0.5
17609 | Southern California Edison Co | 57539 | Solar Photovoltaic Project #41 | CA | San Bernardino | S41R | CN | Solar Photovoltaic | PV | Electric Utility | 1 | 0.5 | 0.5 | 0.5
17609 | Southern California Edison Co | 57539 | Solar Photovoltaic Project #41 | CA | San Bernardino | S41S | CN | Solar Photovoltaic | PV | Electric Utility | 1 | 0.5 | 0.5 | 0.5
17609 | Southern California Edison Co | 57539 | Solar Photovoltaic Project #41 | CA | San Bernardino | S41T | CN | Solar Photovoltaic | PV | Electric Utility | 1 | 0.5 | 0.5 | 0.5
17609 | Southern California Edison Co | 57540 | Solar Photovoltaic Project #44 | CA | Riverside | S44A | RE | Solar Photovoltaic | PV | Electric Utility | 1 | 0.5 | 0.5 | 0.5 | 2 | 2015 | 7 | 2019 |  |  |  | Y | [6 empty] | 180 | 5 | 0.6 | Y | [5 empty] | N |  | N
17609 | Southern California Edison Co | 57540 | Solar Photovoltaic Project #44 | CA | Riverside | S44B | RE | Solar Photovoltaic | PV | Electric Utility | 1 | 0.5 | 0.5 | 0.5 | 2 | 2015 | 7 | 2019 |  |  |  | Y | [6 empty] | 180 | 5 | 0.6 | Y | [5 empty] | N |  | N
17609 | Southern California Edison Co | 57540 | Solar Photovoltaic Project #44 | CA | Riverside | S44C | RE | Solar Photovoltaic | PV | Electric Utility | 1 | 0.5 | 0.5 | 0.5 | 2 | 2015 | 7 | 2019 |  |  |  | Y | [6 empty] | 180 | 5 | 0.6 | Y | [5 empty] | N |  | N
17609 | Southern California Edison Co | 57540 | Solar Photovoltaic Project #44 | CA | Riverside | S44D | RE | Solar Photovoltaic | PV | Electric Utility | 1 | 0.5 | 0.5 | 0.5 | 2 | 2015 | 7 | 2019 |  |  |  | Y | [6 empty] | 180 | 5 | 0.6 | Y | [5 empty] | N |  | N
17609 | Southern California Edison Co | 57540 | Solar Photovoltaic Project #44 | CA | Riverside | S44E | RE | Solar Photovoltaic | PV | Electric Utility | 1 | 0.5 | 0.5 | 0.5 | 2 | 2015 | 7 | 2019 |  |  |  | Y | [6 empty] | 180 | 5 | 0.6 | Y | [5 empty] | N |  | N
17609 | Southern California Edison Co | 57540 | Solar Photovoltaic Project #44 | CA | Riverside | S44F | RE | Solar Photovoltaic | PV | Electric Utility | 1 | 0.5 | 0.5 | 0.5 | 2 | 2015 | 7 | 2019 |  |  |  | Y | [6 empty] | 180 | 5 | 0.6 | Y | [5 empty] | N |  | N
17609 | Southern California Edison Co | 57540 | Solar Photovoltaic Project #44 | CA | Riverside | S44G | RE | Solar Photovoltaic | PV | Electric Utility | 1 | 0.5 | 0.5 | 0.5 | 2 | 2015 | 7 | 2019 |  |  |  | Y | [6 empty] | 180 | 5 | 0.6 | Y | [5 empty] | N |  | N
17609 | Southern California Edison Co | 57540 | Solar Photovoltaic Project #44 | CA | Riverside | S44H | RE | Solar Photovoltaic | PV | Electric Utility | 1 | 0.5 | 0.5 | 0.5 | 2 | 2015 | 7 | 2019 |  |  |  | Y | [6 empty] | 180 | 5 | 0.6 | Y | [5 empty] | N |  | N
17609 | Southern California Edison Co | 57540 | Solar Photovoltaic Project #44 | CA | Riverside | S44I | RE | Solar Photovoltaic | PV | Electric Utility | 1 | 0.5 | 0.5 | 0.5 | 2 | 2015 | 7 | 2019 |  |  |  | Y | [6 empty] | 180 | 5 | 0.6 | Y | [5 empty] | N |  | N
17609 | Southern California Edison Co | 57540 | Solar Photovoltaic Project #44 | CA | Riverside | S44J | RE | Solar Photovoltaic | PV | Electric Utility | 1 | 0.5 | 0.5 | 0.5 | 2 | 2015 | 7 | 2019 |  |  |  | Y | [6 empty] | 180 | 5 | 0.6 | Y | [5 empty] | N |  | N
17609 | Southern California Edison Co | 57540 | Solar Photovoltaic Project #44 | CA | Riverside | S44K | RE | Solar Photovoltaic | PV | Electric Utility | 1 | 0.5 | 0.5 | 0.5 | 2 | 2015 | 7 | 2019 |  |  |  | Y | [6 empty] | 180 | 5 | 0.6 | Y | [5 empty] | N |  | N
17609 | Southern California Edison Co | 57540 | Solar Photovoltaic Project #44 | CA | Riverside | S44L | RE | Solar Photovoltaic | PV | Electric Utility | 1 | 0.5 | 0.5 | 0.5 | 2 | 2015 | 7 | 2019 |  |  |  | Y | [6 empty] | 180 | 5 | 0.6 | Y | [5 empty] | N |  | N
17609 | Southern California Edison Co | 57540 | Solar Photovoltaic Project #44 | CA | Riverside | S44M | RE | Solar Photovoltaic | PV | Electric Utility | 1 | 0.5 | 0.5 | 0.5 | 2 | 2015 | 7 | 2019 |  |  |  | Y | [6 empty] | 180 | 5 | 0.6 | Y | [5 empty] | N |  | N
17609 | Southern California Edison Co | 57540 | Solar Photovoltaic Project #44 | CA | Riverside | S44N | RE | Solar Photovoltaic | PV | Electric Utility | 1 | 0.5 | 0.5 | 0.5 | 2 | 2015 | 7 | 2019 |  |  |  | Y | [6 empty] | 180 | 5 | 0.6 | Y | [5 empty] | N |  | N
17609 | Southern California Edison Co | 57540 | Solar Photovoltaic Project #44 | CA | Riverside | S44O | RE | Solar Photovoltaic | PV | Electric Utility | 1 | 0.5 | 0.5 | 0.5 | 2 | 2015 | 7 | 2019 |  |  |  | Y | [6 empty] | 180 | 5 | 0.6 | Y | [5 empty] | N |  | N
17609 | Southern California Edison Co | 57540 | Solar Photovoltaic Project #44 | CA | Riverside | S44P | RE | Solar Photovoltaic | PV | Electric Utility | 1 | 0.5 | 0.5 | 0.5 | 2 | 2015 | 7 | 2019 |  |  |  | Y | [6 empty] | 180 | 5 | 0.6 | Y | [5 empty] | N |  | N
17609 | Southern California Edison Co | 57541 | Solar Photovoltaic Project #45 | CA | Riverside | S45A | CN | Solar Photovoltaic | PV | Electric Utility | 1 | 0.5 | 0.5 | 0.5
17609 | Southern California Edison Co | 57541 | Solar Photovoltaic Project #45 | CA | Riverside | S45B | CN | Solar Photovoltaic | PV | Electric Utility | 1 | 0.5 | 0.5 | 0.5
17609 | Southern California Edison Co | 57541 | Solar Photovoltaic Project #45 | CA | Riverside | S45C | CN | Solar Photovoltaic | PV | Electric Utility | 1 | 0.5 | 0.5 | 0.5
17609 | Southern California Edison Co | 57541 | Solar Photovoltaic Project #45 | CA | Riverside | S45D | CN | Solar Photovoltaic | PV | Electric Utility | 1 | 0.5 | 0.5 | 0.5
17609 | Southern California Edison Co | 57541 | Solar Photovoltaic Project #45 | CA | Riverside | S45E | CN | Solar Photovoltaic | PV | Electric Utility | 1 | 0.5 | 0.5 | 0.5
17609 | Southern California Edison Co | 57541 | Solar Photovoltaic Project #45 | CA | Riverside | S45F | CN | Solar Photovoltaic | PV | Electric Utility | 1 | 0.5 | 0.5 | 0.5
17609 | Southern California Edison Co | 57541 | Solar Photovoltaic Project #45 | CA | Riverside | S45G | CN | Solar Photovoltaic | PV | Electric Utility | 1 | 0.5 | 0.5 | 0.5
17609 | Southern California Edison Co | 57541 | Solar Photovoltaic Project #45 | CA | Riverside | S45H | CN | Solar Photovoltaic | PV | Electric Utility | 1 | 0.5 | 0.5 | 0.5
17609 | Southern California Edison Co | 57541 | Solar Photovoltaic Project #45 | CA | Riverside | S45I | CN | Solar Photovoltaic | PV | Electric Utility | 1 | 0.5 | 0.5 | 0.5
17609 | Southern California Edison Co | 57541 | Solar Photovoltaic Project #45 | CA | Riverside | S45J | CN | Solar Photovoltaic | PV | Electric Utility | 1 | 0.5 | 0.5 | 0.5
17609 | Southern California Edison Co | 57541 | Solar Photovoltaic Project #45 | CA | Riverside | S45K | CN | Solar Photovoltaic | PV | Electric Utility | 1 | 0.5 | 0.5 | 0.5
17609 | Southern California Edison Co | 57541 | Solar Photovoltaic Project #45 | CA | Riverside | S45L | CN | Solar Photovoltaic | PV | Electric Utility | 1 | 0.5 | 0.5 | 0.5
17609 | Southern California Edison Co | 57543 | Solar Photovoltaic Project #47 | CA | Los Angeles | S47A | CN | Solar Photovoltaic | PV | Electric Utility | 1 | 0.5 | 0.5 | 0.5
17609 | Southern California Edison Co | 57543 | Solar Photovoltaic Project #47 | CA | Los Angeles | S47B | CN | Solar Photovoltaic | PV | Electric Utility | 1 | 0.5 | 0.5 | 0.5
17609 | Southern California Edison Co | 57545 | Solar Photovoltaic Project #46 | CA | Kern | S46A | CN | Solar Photovoltaic | PV | Electric Utility | 1 | 0.5 | 0.5 | 0.5
17609 | Southern California Edison Co | 57545 | Solar Photovoltaic Project #46 | CA | Kern | S46B | CN | Solar Photovoltaic | PV | Electric Utility | 1 | 0.5 | 0.5 | 0.5
17609 | Southern California Edison Co | 57545 | Solar Photovoltaic Project #46 | CA | Kern | S46C | CN | Solar Photovoltaic | PV | Electric Utility | 1 | 0.5 | 0.5 | 0.5
17609 | Southern California Edison Co | 57545 | Solar Photovoltaic Project #46 | CA | Kern | S46D | CN | Solar Photovoltaic | PV | Electric Utility | 1 | 0.5 | 0.5 | 0.5
17609 | Southern California Edison Co | 57545 | Solar Photovoltaic Project #46 | CA | Kern | S46E | CN | Solar Photovoltaic | PV | Electric Utility | 1 | 0.5 | 0.5 | 0.5
17609 | Southern California Edison Co | 57545 | Solar Photovoltaic Project #46 | CA | Kern | S46F | CN | Solar Photovoltaic | PV | Electric Utility | 1 | 0.5 | 0.5 | 0.5
17609 | Southern California Edison Co | 57545 | Solar Photovoltaic Project #46 | CA | Kern | S46G | CN | Solar Photovoltaic | PV | Electric Utility | 1 | 0.5 | 0.5 | 0.5
61012 | AES Distributed Energy | 57765 | Arizona Western College PV | AZ | Yuma | GV1 | RE | Solar Photovoltaic | PV | IPP Non-CHP | 2 | 0.5 | 0.5 | 0.5 | 11 | 2011 | 10 | 2014 | Y | [5 empty] | N | [5 empty] | 0.5 | Y | [5 empty] | N |  | N
61012 | AES Distributed Energy | 57765 | Arizona Western College PV | AZ | Yuma | GV2 | RE | Solar Photovoltaic | PV | IPP Non-CHP | 2 | 0.5 | 0.5 | 0.5 | 11 | 2011 | 10 | 2014 | Y | [5 empty] | N | [5 empty] | 0.5 | Y | [5 empty] | N |  | N
15399 | Avangrid Renewables LLC | 57921 | Kettleman Solar | CA | Kings | 1 | CN | Solar Photovoltaic | PV | IPP Non-CHP | 2 | 22 | 22 | 22
15399 | Avangrid Renewables LLC | 57922 | Dry Lake Solar | AZ | Navajo | 1 | CN | Solar Photovoltaic | PV | IPP Non-CHP | 2 | 50 | 50 | 50
15399 | Avangrid Renewables LLC | 57923 | Tierra Bonita Solar | CA | Los Angeles | 1 | CN | Solar Photovoltaic | PV | IPP Non-CHP | 2 | 22 | 22 | 22
15399 | Avangrid Renewables LLC | 57924 | Klamath Solar | OR | Klamath | 1 | CN | Solar Photovoltaic | PV | IPP Non-CHP | 2 | 5 | 5 | 5
11204 | Los Alamos County | 58256 | Los Alamos PV Site | NM | Los Alamos | 4 | CN | Solar Photovoltaic | PV | Electric Utility | 1 | 1 | 1 | [8 empty] | Y | [9 empty] | Y
57369 | Apple, Inc | 58466 | Mesa Solar Array | AZ | Maricopa | MSA1 | RE | Solar Photovoltaic | PV | Commercial Non-CHP | 4 | 4 | 4 | 4 | 3 | 2013 | 3 | 2016 |  |  |  | Y | [8 empty] | 4.1 |  | Y
58549 | County of Alameda GSA | 58625 | Santa Rita Jail Hybrid | CA | Alameda | SRJPV | RE | Solar Photovoltaic | PV | IPP CHP | 3 | 0.8 | 0.7 | 0.5 | 9 | 2001 | 1 | 2014 |  | N | N | N | [9 empty] | N
58694 | Leyline Renewable Energy, LLC | 58804 | McCaskey Solar Farm, LLC | NC | Martin | INV1 | CN | Solar Photovoltaic | PV | IPP Non-CHP | 2 | 0.3 | 0.3 | 0.3 | [7 empty] | N | [6 empty] | 35 | 25 | [7 empty] | N
58694 | Leyline Renewable Energy, LLC | 58804 | McCaskey Solar Farm, LLC | NC | Martin | INV2 | CN | Solar Photovoltaic | PV | IPP Non-CHP | 2 | 0.3 | 0.3 | 0.3 | [14 empty] | 35 | 25 | [7 empty] | N
58694 | Leyline Renewable Energy, LLC | 58804 | McCaskey Solar Farm, LLC | NC | Martin | INV3 | CN | Solar Photovoltaic | PV | IPP Non-CHP | 2 | 0.3 | 0.3 | 0.3 | [14 empty] | 35 | 25 | [7 empty] | N
58694 | Leyline Renewable Energy, LLC | 58804 | McCaskey Solar Farm, LLC | NC | Martin | INV4 | CN | Solar Photovoltaic | PV | IPP Non-CHP | 2 | 0.3 | 0.3 | 0.3
58694 | Leyline Renewable Energy, LLC | 58804 | McCaskey Solar Farm, LLC | NC | Martin | INV5 | CN | Solar Photovoltaic | PV | IPP Non-CHP | 2 | 0.3 | 0.3 | 0.3
58694 | Leyline Renewable Energy, LLC | 58804 | McCaskey Solar Farm, LLC | NC | Martin | INV6 | CN | Solar Photovoltaic | PV | IPP Non-CHP | 2 | 0.3 | 0.3 | 0.3
58694 | Leyline Renewable Energy, LLC | 58804 | McCaskey Solar Farm, LLC | NC | Martin | INV7 | CN | Solar Photovoltaic | PV | IPP Non-CHP | 2 | 0.3 | 0.3 | 0.3
58694 | Leyline Renewable Energy, LLC | 58804 | McCaskey Solar Farm, LLC | NC | Martin | INV8 | CN | Solar Photovoltaic | PV | IPP Non-CHP | 2 | 0.3 | 0.3 | 0.3
61038 | Cube District Energy, LLC | 59036 | Onslow Energy | NC | Onslow | GEN 1 | CN | Solar Photovoltaic | PV | IPP Non-CHP | 2 | 1.5 | 1.5 | 1.5
64994 | SolRiver Capital LLC | 59216 | Rhubarb One | NC | Robeson | PV1 | CN | Solar Photovoltaic | PV | IPP Non-CHP | 2 | 5 | 5 | 5
61012 | AES Distributed Energy | 59263 | Con Dios Solar 3 | CA | San Bernardino | COND3 | CN | Solar Photovoltaic | PV | IPP Non-CHP | 2 | 1.5 | 1.5 | 1.5
61012 | AES Distributed Energy | 59264 | Con Dios Solar 11 | CA | San Bernardino | CON11 | CN | Solar Photovoltaic | PV | IPP Non-CHP | 2 | 1.5 | 1.5 | 1.5
59173 | City of Tulare Water Pollution Control | 59395 | City of Tulare Water Facility | CA | Tulare | PV302 | RE | Solar Photovoltaic | PV | Commercial Non-CHP | 4 | 0.1 | 0.1 | 0.1 | 10 | 2007 | 12 | 2016 |  |  |  | Y | [6 empty] | 180 | 40 | 0.1 | Y | [5 empty] | Y | 0.1 | N
11208 | Los Angeles Department of Water & Power | 59799 | Foothill Solar Project | CA | Los Angeles | W4528 | CN | Solar Photovoltaic | PV | IPP Non-CHP | 2 | 1.1 | 1.1 | 1.1
65411 | Duke Energy Renewables Services | 59846 | Caprock Solar 2 LLC | NM | Quay | PV1 | IP | Solar Photovoltaic | PV | IPP Non-CHP | 2 | 30 | 30 | 30
56694 | Thermo No 1 BE 01 LLC | 59883 | Thermo Solar PV-01 | UT | Beaver | SOLAR | IP | Solar Photovoltaic | PV | IPP Non-CHP | 2 | 2.9 | 2.9 | 2.9
59365 | Capital Power Corporation | 59890 | Poplars Ranch Solar LLC | OR | Lake | GEN | CN | Solar Photovoltaic | PV | IPP Non-CHP | 2 | 16 | 16 | 16
59365 | Capital Power Corporation | 59892 | Hopeful Solar LLC | GA | Mitchell | GEN | CN | Solar Photovoltaic | PV | IPP Non-CHP | 2 | 20.7 | 20.7 | 20.7
59685 | JPMorgan Chase Bank | 59922 | South Campus Solar | DE | New Castle | SG333 | RE | Solar Photovoltaic | PV | Commercial Non-CHP | 4 | 0.3 | 0.3 | 0.3 | 8 | 2011 | 4 | 2018 |  |  |  | Y | [6 empty] | 160 | 15 | 0.3 | Y |  |  |  |  | N | N |  | N
59685 | JPMorgan Chase Bank | 59922 | South Campus Solar | DE | New Castle | SG500 | RE | Solar Photovoltaic | PV | Commercial Non-CHP | 4 | 0.5 | 0.5 | 0.5 | 8 | 2011 | 4 | 2018 |  |  |  | Y | [6 empty] | 160 | 15 | 0.5 | Y |  |  |  |  | N | N |  | N
58970 | Ecoplexus, Inc | 59998 | Round Hill PV1 | NC | Yadkin | RNDHL | CN | Solar Photovoltaic | PV | IPP Non-CHP | 2 | 5 | 5 | 5 | [7 empty] | Y | [6 empty] | 190 | 20 |  | Y | [5 empty] | N |  | N
13781 | Northern States Power Co - Minnesota | 60203 | Wheaton Solar | WI | Chippewa | 1 | CN | Solar Photovoltaic | PV | Electric Utility | 1 | 3.8 | 3.5 | 3.5 | [7 empty] | Y | [9 empty] | Y
61060 | Cypress Creek Renewables | 60286 | Climax Solar | NC | Randolph | PV1 | CN | Solar Photovoltaic | PV | IPP Non-CHP | 2 | 5 | 4.9 | 4.9
60064 | Clean Path Energy Center, LLC | 60289 | Clean Path Energy Center | NM | San Juan | PVGEN | CN | Solar Photovoltaic | PV | IPP Non-CHP | 2 | 55 | 55 | 55
61060 | Cypress Creek Renewables | 60292 | Whiteville Solar 2 | NC | Columbus | PV1 | CN | Solar Photovoltaic | PV | IPP Non-CHP | 2 | 5 | 4.9 | 4.9
61060 | Cypress Creek Renewables | 60295 | Crimson Solar | NC | Onslow | PV1 | CN | Solar Photovoltaic | PV | IPP Non-CHP | 2 | 5 | 4.9 | 4.9
60496 | Adapture Renewables, Inc. | 60358 | Hilly Branch | NC | Robeson | 28941 | CN | Solar Photovoltaic | PV | IPP Non-CHP | 2 | 2 | 2 | 2 | [5 empty] | Y | [9 empty] | 0 |  | Y | [5 empty] | N |  | N
60496 | Adapture Renewables, Inc. | 60360 | Pike Road Solar | NC | Chatham | 51116 | CN | Solar Photovoltaic | PV | IPP Non-CHP | 2 | 5 | 5 | 5
17650 | Southern Power Co | 60372 | Lamesa Solar | TX | Dawson | LSPV2 | CN | Solar Photovoltaic | PV | IPP Non-CHP | 2 | 100 | 100 | 100
58508 | Carolina Solar Energy LLC | 60430 | Cabaniss Solar | NC | Franklin | PV1 | CN | Solar Photovoltaic | PV | IPP Non-CHP | 2 | 4.2 | 4.2 | 4.2
60268 | Hartz Solar, LLC | 60499 | Jefferson Avenue | NJ | Hudson | 1 | RE | Solar Photovoltaic | PV | Commercial Non-CHP | 4 | 1.7 | 1.7 | 1.1 | 12 | 2009 | 6 | 2022 |  |  |  | Y | [6 empty] | 202 | 5 | 2 | Y | [5 empty] | Y | 2 | N
60947 | Tesla Inc. | 60606 | CMEEC - Hollyhock Solar | CT | New London | PV1 | CN | Solar Photovoltaic | PV | IPP Non-CHP | 2 | 6 | 6 | [8 empty] | Y | [6 empty] | 180 | 25 | 1 | Y | [5 empty] | Y | 1 | N
63767 | Beam Renewable Energy, LLC | 60626 | BRE NC Solar 2 | NC | Warren | BEAM2 | CN | Solar Photovoltaic | PV | IPP Non-CHP | 2 | 5 | 5 | 5
60368 | BRE NC Solar 4, LLC | 60628 | BRE NC Solar 4 | NC | Warren | BEAM4 | CN | Solar Photovoltaic | PV | IPP Non-CHP | 2 | 5 | 5 | 5
61944 | MN8 Energy LLC | 60709 | IFF Hazlet | NJ | Monmouth | ROOF | RE | Solar Photovoltaic | PV | IPP Non-CHP | 2 | 0.6 | 0.6 |  | 4 | 2014 | 5 | 2015 |  |  |  | Y | [6 empty] | 176 | 5 | 0.9 | Y | [5 empty] | Y | 0.9 | N
60960 | Deutsche Bank | 60803 | Deutsche Bank- Piscataway Solar | NJ | Middlesex | DBPIS | RE | Solar Photovoltaic | PV | IPP Non-CHP | 2 | 1 | 1 | 0.8 | 3 | 2011 | 5 | 2022 |  |  |  | Y | [6 empty] | 142 | 10 | 1.3 | Y | [5 empty] | Y | 1.3 | N
60496 | Adapture Renewables, Inc. | 60826 | Neenach Solar Center | CA | Los Angeles | ECA03 | CN | Solar Photovoltaic | PV | IPP Non-CHP | 2 | 1.5 | 1.5 | 1.5 | [23 empty] | N |  | N
61060 | Cypress Creek Renewables | 60828 | Osceola Solar, LLC | NC | Alamance | PV1 | CN | Solar Photovoltaic | PV | IPP Non-CHP | 2 | 5 | 5 | 5
61060 | Cypress Creek Renewables | 60829 | Eastway Solar, LLC | NC | Bladen | PV1 | CN | Solar Photovoltaic | PV | IPP Non-CHP | 2 | 4.9 | 4.9 | 4.9
60519 | Williams Solar, LLC | 60859 | Williams Solar, LLC | TX | Kent | PV1 | CN | Solar Photovoltaic | PV | IPP Non-CHP | 2 | 20 | 20 | 20
63249 | Terraform Arcadia | 60934 | Goodhue Solar | MN | Goodhue | PV1 | CN | Solar Photovoltaic | PV | IPP Non-CHP | 2 | 1 | 1 | 1
63249 | Terraform Arcadia | 60934 | Goodhue Solar | MN | Goodhue | PV2 | CN | Solar Photovoltaic | PV | IPP Non-CHP | 2 | 1 | 1 | 1
58135 | Ecos Energy LLC | 60972 | San Jacinto Solar | CA | Riverside | SJAC | CN | Solar Photovoltaic | PV | IPP Non-CHP | 2 | 1.5 | 1.5 | 1.5 | [7 empty] | Y | [6 empty] | 180 | 25 |  | Y | [5 empty] | N
58135 | Ecos Energy LLC | 60973 | Lake Perris Solar | CA | Riverside | LKPR | CN | Solar Photovoltaic | PV | IPP Non-CHP | 2 | 1.5 | 1.5 | 1.5 | [5 empty] | N |  | Y | [6 empty] | 180 | 25 |  | Y | [5 empty] | N
60520 | SoCore Energy LLC | 60977 | Dakota Solar | MN | Dakota | PV1 | CN | Solar Photovoltaic | PV | IPP Non-CHP | 2 | 1 | 1 | 1
60520 | SoCore Energy LLC | 60977 | Dakota Solar | MN | Dakota | PV2 | CN | Solar Photovoltaic | PV | IPP Non-CHP | 2 | 1 | 1 | 1
60520 | SoCore Energy LLC | 60977 | Dakota Solar | MN | Dakota | PV3 | CN | Solar Photovoltaic | PV | IPP Non-CHP | 2 | 1 | 1 | 1
58135 | Ecos Energy LLC | 61038 | Weybridge 1 Solar | VT | Addison | WEY1 | CN | Solar Photovoltaic | PV | IPP Non-CHP | 2 | 3 | 3 | 3 | [7 empty] | Y | [6 empty] | 180 | 30 |  | Y
60947 | Tesla Inc. | 61103 | Hamilton College | NY | Oneida | PV1 | CN | Solar Photovoltaic | PV | IPP Non-CHP | 2 | 2 | 2 | 2 | [7 empty] | Y | [6 empty] | 180 | 60 | 2.6 | Y | [5 empty] | Y | 2.6 | N
58764 | Origis Energy USA, Inc | 61346 | RE Maplewood | TX | Pecos | PV3 | CN | Solar Photovoltaic | PV | IPP Non-CHP | 2 | 100 | 100 | 100
58764 | Origis Energy USA, Inc | 61346 | RE Maplewood | TX | Pecos | PV4 | CN | Solar Photovoltaic | PV | IPP Non-CHP | 2 | 100 | 100 | 100
58764 | Origis Energy USA, Inc | 61346 | RE Maplewood | TX | Pecos | PV5 | CN | Solar Photovoltaic | PV | IPP Non-CHP | 2 | 100 | 100 | 100
61060 | Cypress Creek Renewables | 61531 | Island Grove Solar | NC | Robeson | GEN1 | CN | Solar Photovoltaic | PV | IPP Non-CHP | 2 | 2 | 2 | 2
61060 | Cypress Creek Renewables | 61624 | West Moore Solar | TX | Grayson | GEN1 | CN | Solar Photovoltaic | PV | IPP Non-CHP | 2 | 5 | 5 | 5
5701 | El Paso Electric Co | 61783 | New Mexico Community Solar Facility | NM | Dona Ana | NMCSF | CN | Solar Photovoltaic | PV | Electric Utility | 1 | 2 | 2 | 2
60496 | Adapture Renewables, Inc. | 61841 | Scituate RI Solar, LLC | RI | Providence | SCITU | IP | Solar Photovoltaic | PV | IPP Non-CHP | 2 | 10 | 10 | 10 | [23 empty] | N |  | N
61714 | Battle Solar | 62182 | Battle Solar | SC | Horry | 24 | CN | Solar Photovoltaic | PV | IPP Non-CHP | 2 | 2 | 2 | 2
61715 | Bell Solar | 62183 | Bell Solar | SC | Darlington | 25 | IP | Solar Photovoltaic | PV | IPP Non-CHP | 2 | 6.1 | 6.1 | 6.1
61732 | Fairfield Solar | 62212 | Fairfield Solar | SC | Darlington | 36 | IP | Solar Photovoltaic | PV | IPP Non-CHP | 2 | 10 | 10 | 10
61733 | Fishwater Solar | 62213 | Fishwater Solar | SC | Darlington | 37 | CN | Solar Photovoltaic | PV | IPP Non-CHP | 2 | 2 | 2 | 2
61738 | Gedosch Solar II | 62218 | Gedosch Solar II | SC | Greenville | 42 | CN | Solar Photovoltaic | PV | IPP Non-CHP | 2 | 2 | 2 | 2
61749 | Jackson Solar | 62232 | Jackson Solar | SC | Aiken | 46 | CN | Solar Photovoltaic | PV | IPP Non-CHP | 2 | 14 | 14 | 14
61795 | Power Solar | 62284 | Power Solar | SC | Barnwell | 62 | CN | Solar Photovoltaic | PV | IPP Non-CHP | 2 | 3 | 3 | 3
61837 | Ten Governors Solar | 62316 | Ten Governors Solar | SC | Newberry | 80 | CN | Solar Photovoltaic | PV | IPP Non-CHP | 2 | 28 | 28 | 28 | [5 empty] | Y
61865 | Wayfair Solar | 62345 | Wayfair Solar | SC | Horry | 89 | CN | Solar Photovoltaic | PV | IPP Non-CHP | 2 | 2 | 2 | 2 | [5 empty] | Y
61861 | Topaz Solar | 62349 | Topaz Solar (SC) | SC | Dillon | 82 | CN | Solar Photovoltaic | PV | IPP Non-CHP | 2 | 2 | 2 | 2 | [7 empty] | Y
61868 | WSW Solar | 62350 | WSW Solar | SC | Calhoun | 86 | CN | Solar Photovoltaic | PV | IPP Non-CHP | 2 | 10.8 | 10.8 | 10.8 | [5 empty] | Y
61869 | Wysong Solar | 62351 | Wysong Solar | SC | Dillon | 92 | CN | Solar Photovoltaic | PV | IPP Non-CHP | 2 | 2 | 2 | 2 | [5 empty] | Y
56545 | Pattern Operators LP | 62501 | Old Jackson Solar LLC | TX | Van Zandt | 1 | CN | Solar Photovoltaic | PV | IPP Non-CHP | 2 | 128 | 127.5 | 127.5
56545 | Pattern Operators LP | 62522 | Solemio LLC | TX | Hopkins | 1 | CN | Solar Photovoltaic | PV | IPP Non-CHP | 2 | 80 | 79.8 | 79.8
62738 | Blue Marmot VIII LLC | 62863 | Blue Marmot VIII | OR | Lake | PRMLE | CN | Solar Photovoltaic | PV | IPP Non-CHP | 2 | 10 | 9.8 | 9.8
62737 | Blue Marmot VII LLC | 62864 | Blue Marmot VII | OR | Lake | RSHEI | CN | Solar Photovoltaic | PV | IPP Non-CHP | 2 | 10 | 9.8 | 9.8
62736 | Blue Marmot VI LLC | 62865 | Blue Marmot VI | OR | Lake | DNZW | CN | Solar Photovoltaic | PV | IPP Non-CHP | 2 | 10 | 9.8 | 9.8
62735 | Blue Marmot V LLC | 62866 | Blue Marmot V | OR | Lake | DNZE | CN | Solar Photovoltaic | PV | IPP Non-CHP | 2 | 10 | 9.8 | 9.8
62734 | Blue Marmot IX LLC | 62867 | Blue Marmot IX | OR | Lake | DVRO | CN | Solar Photovoltaic | PV | IPP Non-CHP | 2 | 10 | 9.8 | 9.8
59495 | Ameren Missouri | 63065 | Green City Renewable Energy Center Hybrid | MO | Sullivan | GCREC | CN | Solar Photovoltaic | PV | Electric Utility | 1 | 10 | 10 | 10
59495 | Ameren Missouri | 63066 | Richwoods Renewable Energy Center Hybrid | MO | Washington | RREC | CN | Solar Photovoltaic | PV | Electric Utility | 1 | 10 | 10 | 10
59495 | Ameren Missouri | 63067 | Utica Renewable Energy Center Hybrid | MO | Livingston | UREC | CN | Solar Photovoltaic | PV | Electric Utility | 1 | 10 | 10 | 10
62984 | AC Power 2 LLC | 63196 | AC Power 2 | NJ | Atlantic | ACP2 | CN | Solar Photovoltaic | PV | IPP Non-CHP | 2 | 3.8 | 3.8 | 3.8
62985 | Pettinos Solar LLC | 63197 | Pettinos Solar | NJ | Camden | ACP4 | CN | Solar Photovoltaic | PV | IPP Non-CHP | 2 | 1.2 | 1.2 | 1.2
63004 | Abundant Solar Power Inc. | 63226 | Deiter-STEU | NY | Steuben | 2078 | CN | Solar Photovoltaic | PV | IPP Non-CHP | 2 | 2.2 | 2.2 | 2.2
63004 | Abundant Solar Power Inc. | 63227 | Gibson-STEU | NY | Steuben | 8675 | CN | Solar Photovoltaic | PV | IPP Non-CHP | 2 | 11.5 | 11.5 | 11.5
55983 | Luminant Generation Company LLC | 63234 | Hallmark | TX | Hunt | UNIT1 | CN | Solar Photovoltaic | PV | IPP Non-CHP | 2 | 42 | 42 | 42
63015 | Novel Loren Solar LLC | 63248 | Novel Loren Solar LLC CSG | MN | Olmsted | LOREN | CN | Solar Photovoltaic | PV | IPP Non-CHP | 2 | 1 | 1 | 1
62759 | National Grid Renewables | 63250 | Elk Creek Solar | MN | Rock | ELKCR | CN | Solar Photovoltaic | PV | IPP Non-CHP | 2 | 80 | 80 | 80
62759 | National Grid Renewables | 63310 | Snowdrop Solar, LLC | MN | Pope | SNOWD | CN | Solar Photovoltaic | PV | IPP Non-CHP | 2 | 1 | 1 | 1
62759 | National Grid Renewables | 63316 | Gladiolus Solar, LLC | MN | Dakota | GLADI | CN | Solar Photovoltaic | PV | IPP Non-CHP | 2 | 1 | 1 | 1
15399 | Avangrid Renewables LLC | 63508 | Camino Solar Hybrid | CA | Kern | CSPV1 | IP | Solar Photovoltaic | PV | IPP Non-CHP | 2 | 44 | 44 | 44
65173 | United States Solar Corporation | 63619 | USS Grandpa Solar | IL | LaSalle | USGPA | IP | Solar Photovoltaic | PV | IPP Non-CHP | 2 | 1 | 1 | 1 | [23 empty] | N |  | N
63432 | SkyHigh 2 Solar | 63740 | Amazon - Moreno Valley | CA | Riverside | ONT6 | CN | Solar Photovoltaic | PV | Commercial Non-CHP | 4 | 2.2 | 2.2 | 2.2 | [5 empty] | Y | [8 empty] | 180 | 52 | 2.4 | Y | [5 empty] | Y | 2.4 | N
63464 | Crossroads Solar, LLC | 63785 | Crossroads Solar (PA) | PA | Franklin | CROSS | CN | Solar Photovoltaic | PV | IPP Non-CHP | 2 | 50 | 50 | 50
61222 | 174 Power Global Corp. | 63799 | Kupehau | HI | Honolulu | KUP01 | CN | Solar Photovoltaic | PV | IPP Non-CHP | 2 | 60 | 60 | 60
58970 | Ecoplexus, Inc | 63876 | Mule Creek State Prison | CA | Amador | MLCRK | CN | Solar Photovoltaic | PV | IPP Non-CHP | 2 | 2.1 | 2.1 | 2.1
63561 | TransAlta Holdings U.S. Inc. | 63902 | Tono Solar | WA | Lewis | TSPV1 | IP | Solar Photovoltaic | PV | IPP Non-CHP | 2 | 80 | 80 | 80
63677 | Caden Energix New Kent, LLC | 64036 | Caden Energix New Kent, LLC | VA | New Kent | ENX08 | IP | Solar Photovoltaic | PV | IPP Non-CHP | 2 | 20 | 20 | 20
60947 | Tesla Inc. | 64098 | Tesla Reno GigaFactory | NV | Storey | RD | IP | Solar Photovoltaic | PV | Industrial Non-CHP | 6 | 2.4 | 2.4 | 2.4 | [7 empty] | Y | [6 empty] | 180 | 25 |  | Y
60947 | Tesla Inc. | 64098 | Tesla Reno GigaFactory | NV | Storey | RDP | IP | Solar Photovoltaic | PV | Industrial Non-CHP | 6 | 2.8 | 2.8 | 2.8 | [7 empty] | Y | [6 empty] | 180 | 25 |  | Y
60947 | Tesla Inc. | 64098 | Tesla Reno GigaFactory | NV | Storey | RE | IP | Solar Photovoltaic | PV | Industrial Non-CHP | 6 | 2.4 | 2.4 | 2.4 | [7 empty] | Y | [6 empty] | 180 | 25 |  | Y
60947 | Tesla Inc. | 64098 | Tesla Reno GigaFactory | NV | Storey | REP | IP | Solar Photovoltaic | PV | Industrial Non-CHP | 6 | 2.8 | 2.8 | 2.8 | [7 empty] | Y | [6 empty] | 180 | 25 | [7 empty] | N
63776 | JSD Flatwood PV-1, LLC | 64156 | Davis Road Solar | SC | Spartanburg | 2002 | CN | Solar Photovoltaic | PV | IPP Non-CHP | 2 | 2 | 2 | 2
63799 | Cabin Creek Solar I LLC | 64199 | Cabin Creek Solar | MT | Fallon | CBCK1 | IP | Solar Photovoltaic | PV | IPP Non-CHP | 2 | 75 | 75 | 75
63819 | Cabin Creek Solar II LLC | 64203 | Cabin Creek Solar II | MT | Fallon | CBCK2 | IP | Solar Photovoltaic | PV | IPP Non-CHP | 2 | 75 | 75 | 75
63776 | JSD Flatwood PV-1, LLC | 64205 | Fairview Solar | SC | Spartanburg | 2003 | CN | Solar Photovoltaic | PV | IPP Non-CHP | 2 | 2 | 2 | 2
63776 | JSD Flatwood PV-1, LLC | 64206 | Highway 9 Solar | SC | Spartanburg | 2004 | CN | Solar Photovoltaic | PV | IPP Non-CHP | 2 | 2 | 2 | 2
63828 | Empire Community Solar LLC | 64240 | Holley Road Solar | NY | Orleans | 0879 | CN | Solar Photovoltaic | PV | IPP Non-CHP | 2 | 20 | 20 | 20
63967 | Happy Hollow Solar Center,LLC | 64348 | Happy Hollow Solar Center | GA | Wilkes | 8888 | IP | Solar Photovoltaic | PV | IPP Non-CHP | 2 | 75 | 75 | 75
63964 | Armadillo Solar Center, LLC | 64349 | Armadillo Solar Center | TX | Navarro | 6666 | IP | Solar Photovoltaic | PV | IPP Non-CHP | 2 | 175 | 175 | 175
58970 | Ecoplexus, Inc | 64369 | E Nash PV3 | NC | Nash | ENSH3 | CN | Solar Photovoltaic | PV | IPP Non-CHP | 2 | 26 | 26 | 26
56769 | Consolidated Edison Development Inc. | 64448 | Wythe County Solar | VA | Wythe | GEN1 | IP | Solar Photovoltaic | PV | IPP Non-CHP | 2 | 75 | 75
64074 | Freepoint Solar LLC | 64474 | Claremont Solar | NH | Sullivan | 1 | CN | Solar Photovoltaic | PV | IPP Non-CHP | 2 | 20 | 20 | 20
64074 | Freepoint Solar LLC | 64501 | Alfred Solar | ME | York | 1 | CN | Solar Photovoltaic | PV | IPP Non-CHP | 2 | 50 | 50 | 50
64074 | Freepoint Solar LLC | 64576 | Woodriver Solar | RI | Washington | 1 | CN | Solar Photovoltaic | PV | IPP Non-CHP | 2 | 4.5 | 4.5 | 4.5
64244 | 92JT 8me, LLC | 64636 | Big Rock Solar Farm | CA | Imperial | 92JT8 | CN | Solar Photovoltaic | PV | IPP Non-CHP | 2 | 200 | 200 | 200 | [23 empty] | N |  | N
56769 | Consolidated Edison Development Inc. | 64703 | Gorham ME 1 | ME | Cumberland | GOR1 | IP | Solar Photovoltaic | PV | IPP Non-CHP | 2 | 4.8 | 4.8 | 4.8
56769 | Consolidated Edison Development Inc. | 64704 | Lincoln ME 1 | ME | Penobscot | LIN1 | IP | Solar Photovoltaic | PV | IPP Non-CHP | 2 | 4.9 | 4.9 | 4.9
64350 | Saco River Solar, LLC | 64833 | Saco River Solar, LLC | NH | Carroll | SACO | IP | Solar Photovoltaic | PV | IPP Non-CHP | 2 | 110 | 110 | 110 | [23 empty] | N |  | N
64478 | Middletown Solar One, LLC | 65062 | Middletown Solar One | CT | Middlesex | VCP09 | IP | Solar Photovoltaic | PV | IPP Non-CHP | 2 | 2 | 2 | 2
64479 | Middletown Solar Two, LLC | 65063 | Middletown Solar Two | CT | Middlesex | VCP10 | IP | Solar Photovoltaic | PV | IPP Non-CHP | 2 | 1.9 | 1.9 | 1.9
64481 | TC Solar RCE LLC | 65065 | TC Solar RCE | MN | Anoka | CGS | IP | Solar Photovoltaic | PV | IPP Non-CHP | 2 | 1 | 1 | 1
60025 | Greenbacker Renewable Energy Corporation | 65226 | Madison Solar 1 LLC | DC | District of Columbia | 468 | CN | Solar Photovoltaic | PV | IPP Non-CHP | 2 | 1.2 | 1.2 | 1.2
13407 | Nevada Power Co | 65377 | Iron Point Solar (Hybrid) | NV | Humboldt | IPS | IP | Solar Photovoltaic | PV | Electric Utility | 1 | 250 | 250 | 250
13407 | Nevada Power Co | 65419 | Hot Pot Solar | NV | Humboldt | HPS | IP | Solar Photovoltaic | PV | Electric Utility | 1 | 350 | 350 | 350
65089 | DG Penwell North, LLC | 65928 | Nacero Penwell Solar Energy Center | TX | El Paso | NPEC1 | IP | Solar Photovoltaic | PV | IPP Non-CHP | 2 | 200 | 200 | 200